## 2021-2022 - Matheus - Scoping
# | Authors * | Title * | Year | Journal? | Include | Pop. Size * | Pop. Age | Pop. Cond | Acquisition System | Acquisition Frequency [Hz] | Signals | Number of Electrodes | # Sessions | # Trials | General Conditioning/Filtering | Processing Software | Online Experiment * | Offline Analysis * | Diversity of Input | Mental Strategies | Brain Signatures | Stimulus modalities | Role of operation | Mode of operation | Calibration/ Training (same participants?) | Includes Idle State | Pay to participants | Special Room (shielded, confined, noise-proof, etc.) | Input 1 * | Paradigm 1 details (n. targets) | Sample length (s) | Conditioning/Filtering | Feature Extraction | Classifier | Offline Results | Online Results | Input 2 * | Paradigm 2 details | Sample window length (s) | Conditioning/Filtering | Feature Extraction | Classifier | Offline Results | Online Results | Actuation type * | Actuation/ Interface detail | What is being controlled | Final Average Hybrid Online Classif. % * | Final Average ITR | Qualitative measures | Comments
42 | Soekadar et al. | An EEG/EOG-based hybrid brain-neural computer interaction (BNCI) system to control an exoskeleton for the paralyzed hand | 2015 | TRUE | TRUE | 6 | 26.5±3.8 34 | _1 flaccid hand paralysis 5 Healty | MOVE BrainProducts | 200 | EEG EOG | 2022-05-02 | 1? | 60 | BP 0.4-70Hz | BCI2000 | FALSE | TRUE | Heterogeneous Multi-physiological | Operant Conditioning | SMR | Operant | Sequential | Synchronous | Same subject calibration | TRUE | FALSE | FALSE | MI | Detection of 11Hz Hand closing motion (full close after 43 sucessive 0.1s blocks) | 5s (step: 0.1s) | - | SMR-ERD | Threshold detection | 70.24 69.93 | - | Eye Task | Left- & right-eye movement | ? | - | Threshold | Threshold detection (two std below val) | - | - | MI task + Eye movement | MI indicatet closing movement, EOG would correct it | Robotic hand | 80.65 76.03 | - | - | This paper compares an MI system (single command) against an MI-EOG system (single command). The hybrid had the chance of correcting commands from MI using EOG. MI had a single command, to close the robotic hand through closing imagined motion, and EOG had a single command of stopping and restarting robots position via right- or left-eye movement. Paper does lack to give some specifics like EOG sample window size, details of the paradigm and some technicalities in terms of trials.
121 | Brennan et al. | Performance of a Steady-State Visual Evoked Potential and Eye Gaze Hybrid Brain-Computer Interface on Participants With and Without a Brain Injury | 2020 | TRUE | TRUE | 14 (9 completed the trials) | 41.6±13.9 | _Brain Injury | g.USBamp Eye Tribe Tracker | -' 30 | EEG Eye Tracker | 10 | 1 | 45 + user choice | - | OpenVibe | TRUE |  | Heterogeneous External inputs | Selective Attention | SSEP | Visual | Simultaneous | Synchronous (Experimenter cues) | Same subject calibration | TRUE | FALSE | FALSE | SSVEP | 7.5Hz 8.57Hz 10Hz 6.67Hz | Incremental sliding window (0.8125, 2.03125 & 4.0625 s) | Spatial Filtering (MEC) | Power spectrum | Threshold detection | - | 80.26 | Eye Task | Screen in Quadrants Central no-state zone + Dwell Threshold | 1.6 | - | Screen location | - | - | - | Target Selection | Four targets close to screen borders | Navigation system | 99.14 | 15.87 | One question about system preference | =
73 | Nann et al. | Feasibility and Safety of Bilateral Hybrid EEG/EOG Brain/Neural–Machine Interaction | 2020 | TRUE | TRUE | 2022-08-04 | 24.1±3.2 51.8±15.2 | _Tetraplegic Healthy | LiveAmp | 1000 | EEG EOG | 2022-09-02 | 1 | 80 | - | BCI2000 | TRUE | FALSE | Heterogeneous Multi-physiological | Operant Conditioning | SMR | Operant | Sequential | Synchronous | Same subject calibration | TRUE | FALSE | FALSE | MI | Left- & Right-finger movement | 0.5s | 1st Butt BP 1-30Hz Surface Laplacian filter | Power spectrum SMR-ERD | Threshold detection | - | 76.33 (L, Hlthy) 81.35 (R, Hlthy) 76.03 (L, Ttrplg) 67.73 (R, Ttrplg) | Eye Task (HOV horizontal oculoversion) | Threshold for <1s: short HOV Threshold for >1s: selection | - | 1st Butt BP 0.02-3Hz | 70% of median | Threshold detection | - | 100 (Hlthy) 100 (Ttrplg) | MI task + HOV | HOV confirmed exoskeleton to be moved. MI moved exoskeleton | Exoskeleton (virtual) (packman) | 85.89 (Hlthy) 81.25 (Ttrplg) | - | Seven questions Likerts scale (for tetraplegics) | System used a two stage paradigm to close two exoskeletons (R & L). The first stage was of activation, with a prolonged HOV to select which side and the second stage was to close the exoskeleton, using ERD for a period of time. A short HOV could be used to cancel the command. Both paradigms used thresholds for classification. Healthy participants and tetraplegics underwent the same paradigm. Some minor adjustments were made for the tetraplegics.
150 | Long et al. | A Hybrid Brain Computer Interface to Control the Direction and Speed of a Simulated or Real Wheelchair | 2012 | TRUE | TRUE | 5 | - | - | NuAmps | 250 | EEG | 15 | 3 | 10 | BP 0.5-100Hz | - | TRUE | TRUE | Homogeneous Single-brain approach | Operant Conditioning Selective Attention | SMR ERP | Visual Operant | Sequential-Selector | Asynchronous | Same subject calibration | TRUE | FALSE | FALSE | P300 | 8 targets | 600ms | BP 0.1-20Hz DS by 6 | Average of 4 data vectors of button flashes | LDA | - | - | MI | Left- & right-hand (Turn) Foot (deceleration) | 1s | Common Average Reference (CAR) BP 8-32Hz | OVR-CSP | 4 LDAs (one for each command [includes idle state]) | - | - | MI task + Target Selection | Screen contained P300 targets (only one command) and subject could perform hand or foot MI | Wheelchair (virtual) | 100 | - | - | Hierarchy of signals: directional control, speed control and idle.
2 | Yang et al. | A Bipolar-Channel Hybrid Brain-Computer Interface System for Home Automation Control Utilizing Steady-State Visually Evoked Potential and Eye-Blink Signals | 2020 | TRUE | TRUE | 5 (only 3 for online trials) | 24 | Healthy | Cognionics | 500 | EEG | 1 | 8 | 800 (5 Sub x 8 tasks x 20 trials) | BP 1-50Hz | MatLab | TRUE | TRUE | Homogeneous Single Brain approach | Selective Attention | SSEP | Visual | Sequential- Selector | Synchronous | Same subject calibration | FALSE | FALSE | FALSE | SSVEP | Frqs: 6.6, 7.5, 8.57, 10, 11, 12 | 2s (Steps: 500 samp, overlap: 499 samp) | IIR BP 5-30Hz | STFT | CNN | 96.92 | 89.5833 | Eye Task | Single: Confirm Double: Reject | = | = | = | = | = | 97.92 83.33 | Target Selection | 6x6 categorical system (i.e. 36 options) | Home Automation System | - | 146.67 | - | There is no Hybrid Online Classification. Both SSVEP and Eye-Blink were classified by the same CNN. Both were collected via EEG.
5 | Fan et al. | A Brain–Computer Interface-Based Vehicle Destination Selection System Using P300 and SSVEP Signals | 2015 | TRUE | TRUE | 16 | 21-36 | Healthy | SYMTOP | 1000 | EEG | 10 | Offline: 4 Online: 7 | 36 targ. P300 288 nontar. P300 20 trials SSVEP | N BP 0.5-30Hz | - | TRUE | FALSE | Homogeneous Single Brain approach | Selective Attention | ERP SSEP | Visual | Sequential- Selector | ? | Same subject calibration | FALSE | FALSE | FALSE | P300 | 3x3 matrix | Flash: 0.125 ISI: 0.015 | DS by 2 BP 0.5-15Hz | Sum 10 rounds PCA | LDA | - | Lab: 90.68 Driving: 88.99 | SSVEP | Frqs: 12Hz, 13Hz (accept, reject) | 8s (Steps: 0.25s for training only) | - | Sum PSD Frqs±0.5 and first harmonics | LDA | - | Lab: 93.55 Driving: 90.48 | Target Selection | 3x3 matrix + Confirmation screen | Vehicle Automation system | Lab: 99.07 Driving: 98.93 | Lab: 24.19 s Driving: 25.95 s | - | Results are all onfline for lab and driving situations. There is no specification about the Mode of Operation (times are specified, but there is no mention about it being self-paced or cued)
7 | Brunner et al. | A comparison of three brain–computer interfaces based on event-related desynchronization, steady state visual evoked potentials, or a hybrid approach using both signals | 2011 | TRUE | TRUE | 12 | 25.9 ± 2.2 | Healthy | g.USBamp | 250 | EEG | 5 | 1 training/sys 1 online/sys | 40/session | BP 0.5-100Hz | MatLab + Simulink | TRUE | FALSE | Homogeneous Single Brain approach | Operant Conditioning Selective Attention | SMR SSEP | Visual | Simultaneous | Synchronous | Same subject calibration | FALSE | FALSE | TRUE | MI | Open/Close hands Moving feet | 8s | BP 10-12Hz & 16-24Hz | - | LDA | 79.9 | 76.9 | SSVEP | Frqs: 8Hz, 13Hz | 1s | - | Log PSD (1s) Frqs±0.5Hz and second, third harmonics | LDA | 98.1 | 94 | Target Selection | Arrow cues | - | Offline: 96.5 Online: 95.6 | 6.3 | Five questions Likert scale | Results reported the Maximum value not the average. No actuation. Results generated through cross-validated accuracies.
8 | Egan et al. | A gaze independent hybrid-BCI based on visual spatial attention | 2017 | TRUE | TRUE | 10 | - | Healthy | Biosemi | 512 | EEG | 12 | 3.5 | 20 | BP 0-135Hz HP 0.25Hz LP 30Hz | - | FALSE | TRUE | Homogeneous Single Brain approach | Selective Attention | ERP SSEP | Visual | Simultaneous | Synchronous | Same subject calibration | FALSE | FALSE | FALSE | P300 | 5Hz | 1s | Average for attended and unattended targets | - | LDA | 75 | - | SSVEP Alpha band | Frqs: 15Hz, 20Hz alph: 8-13Hz | 2s (Step: 0.5s) | STD and Avg around Frqs and alpha | FFT | LDA | 62 66 | - | Target Selection | - | - | S+P3+A: 79 S+P3: 75 | - | - | Results using group electrode selection and individual electrode selection. All experiments were offline. Averages were generated through repetition of 1000x of 10-fold Cross-Validation.
9 | Saravanakumar & Reddy | A high performance hybrid SSVEP based BCI speller system | 2019 | TRUE | TRUE | 10 | 26.2 ± 3.46 | Healthy | - | 250 30 | EEG EOG VET | 8 | Offline: 6 Online: 3 | Offline: 36 | - | Java | TRUE | FALSE | Heterogeneous External inputs | Selective Attention | SSEP | Visual | Simultaneous | Synchronous | Same subject calibration | FALSE | FALSE | FALSE | SSVEP | 36 dual frqs. combined from 11 frqs.: (2.14, 2.3, 2.72, 3, 3.333, 3.75, 4.285, 5, 6, 7.5 and 10 Hz) | Subject dependent (from 3, 3,5 or 4s) | Extended multivariate synchronization index algorithm | S-estimator | - |  |  | Eye Task <VET> | Blink: right reg. Wink: left reg. None: middle reg. <Compare matching images and calc. cost function> | ? <Single frame> | DS @ 32Hz <-> | - <-> | ? <Cost function> | - <-> | - <-> | Target Selection | 4x9 flickering boxes | Speller | 98.33 | 69.21 | - | The best results include visual feedback. The study includes many tests in terms of optimal electrodes and window size for SSVEP (it can get confusing). Frames taken from the camera were compared against picutres taken of the user looking at each of the targets. The cost function with lower result would indicate the charaters sub-group. There are no results for offline analysis of individual input accuracies. There are cue-based tasks and free spelling tasks.
10 | Lee et al. | A High Performance Spelling System based on EEG-EOG Signals With Visual Feedback | 2018 | TRUE | TRUE | 20 | 24-32 | Healthy | Brain Products | 500 | EEG EOG | 24 2 | Offline: 2 Online: 4 | 120 | DS @ 100Hz 5th Butt BP 0.1-25Hz | Matlab + OpenBMI + Psychophysics | TRUE | FALSE | Heterogeneous Multi-physiological | Selective Attention | ERP | Visual | Sequential- Selector | Synchronous & Asynchronous | Same subject calibration | FALSE | FALSE | FALSE | P300 | 36 targets | Variable number of required sequences (3s each) 0.6s (from 0.2-0.8s) | Baseline correction subtracting 0-0.2s from signal | Mean amplitudes of 8 discriminant intervals | LDA | - | - | Eye Task | Wink: selection Eye up: | 0.15s sliding window (Steps: 0.05s) | DS @ 32Hz (5th Chsh) | - | Threshold detection | - | - | Target Selection | 6x6 Row-Column highlight | Speller | Synch: 97.8 Asynch: 98.2 | Synch: 40.6 Asynch: 37.6 | Three questions Likert scale | Synchronous and asynchronous experiments done. Wink confirmed selection. No offline results found. P300 was given by column-row highlights.
11 | Li et al. | A Human-Vehicle Collaborative Simulated Driving System Based on Hybrid Brain–Computer Interfaces and Computer Vision | 2018 | TRUE | TRUE | 6 | - | Healthy | g.USBamp | 256 | EEG | 13 (1: SSVEP, 12: MI) | 1 | 15 (5 per destination) | BP 5-60Hz N 50Hz | Matlab | TRUE | FALSE | Homogeneous Single-brain approach | Operant Conditioning Selective Attention | SMR SSEP | Visual Operant | Sequential-Switch | Synchronous | Same subject calibration | TRUE | FALSE | FALSE | SSVEP | Frqs: 8 and 10Hz | 4s (Steps: 1s, overlap: 3s) | - | - | CCA | - | 97.7 | MI | Right- and left-hand | 4s (Steps: 1s, overlap 3s) | wCCA | CSP | kNN | 77.2 | 77.4 | Target Selection | Two SSVEP squares on the sides of the screen. MI done at intersections and turns. | Vehicle (virtually) | 91.1 | 85.8 | - | System uses computer vision-based system to recognize virtual road condition. EEG processing is only active when reaching a corner or an intersection, or when close to a destination. SSVEP is only used to start/stop vehicle and MI is used to turn left or right.
12 | Zhou et al. | A Hybrid Asynchronous Brain-Computer Interface Combining SSVEP and EOG Signals | 2020 | TRUE | TRUE | 10 | 21-27 | Healthy | Synamps2 | 250 | EEG EOG | 2022-09-01 | 1 | 60 (SSVEP training) 20 (EOG training) | - | Matlab | TRUE | TRUE | Heterogeneous Multi-physiological | Selective Attention | SSEP | Visual | Simultaneous | Asynchronous | Same subject calibration | TRUE | FALSE | FALSE | SSVEP | Frqs.: 7.5 to 13Hz, intervals of 0.5Hz Phases: 0 to 1.5rad, intervals of 0.5rad | 3s (offline) 1.28s (online) | 11th Butt BP 6-70Hz | 3 subband harmonics IIR BP FBCCA | CCA | - | 94.58 | Eye Task | Rapid blinking at the same stimulus frequecncy | 0.5s | 2nd Butt BP 1-10Hz | Waveform detection or Candidate selection | SVM | - | - | Target Selection | 12 targets, different frequencies and phases for each | - | 95.42 | 105.53 | - | System uses SSVEP and EOG. EOG captures rapid blinking and SSVEP captures frequency and phase through the FBCCA method. Blinking was done on the first epoch of identification of a character. In case SSVEP didn't match the blinking, another epoch was recorded without the blinking (just staring at the screen)
14 | Allison et al. | A hybrid ERD/SSVEP BCI for continuous simultaneous two dimensional cursor control | 2012 | TRUE | TRUE | 10 | - | Healthy | g.USBamp | 256 | EEG | 27 (MI) 4 (SSVEP) | 6 (online) | 240 (training) | Chsh BP 0.5-100Hz N 50Hz | MatLab + Simulink | TRUE | FALSE | Homogeneous Single-brain approach | Selective Attention Operant conditioning | SSEP SMR | Visual Operant | Simultaneous | Synchronous | Same subject calibration | FALSE | FALSE | FALSE | SSVEP | Frqs.: 8Hz, 13Hz (controls horizontal movement) | 8s | - | Logarithmic band power (frq + 3 harmonics) | LDA | - | - | MI | Left Hand, Both feet (controls vertical movement) | 8s | - | CSP | LDA | - | - | Target Selection + Continuous ERD | 8 targets, chance level of 32.6% | Cursor | ~60 | - | Eight questions Likerts scale | System uses MI and SSVEP to control a ball that can move in a 2D space. There are eight targets, which the participant can move the ball towards. The results were presented graphically. The average is around 60% but no clear number was given.
15 | Mannan et al. | A Hybrid Speller Design Using Eye Tracking and SSVEP Brain–Computer Interface | 2020 | TRUE | TRUE | 20 | 24-46 | Healthy | g.USBamp | 1200 250 | EEG Eye Tracker | 8 | 3 | 48 | N 50Hz DS @ 300Hz BP 12-110Hz | Matlab | TRUE | FALSE | Heterogeneous External inputs | Selective Attention | SSEP | Visual | Simultaneous | Synchronous | Same subject calibration | FALSE | FALSE | TRUE | SSVEP | Frqs.: 13.09, 14.04, 16, 18, 20.57, 24 | 1s | - | - | CCA | - | - | Eye Task | Eye Gaze | 1s | - | Epoch Mean | - | - | - | Target Selection | 48 targets, diveded in 8 subgroups of 3x2 | Speller | 90.35 | 184.06 bits/min | Three questions Likert scale | System uses SSVEP and Eyegaze to identify characters. Eyegaze selects subgroups and SSVEP selects characters within groups. There were asynchronous and synchronous experiments, but there are only valid results for the synchronous. Data is extracted simultaneously (from Eye Gaze and SSVEP) and information is crossed to define subgroup and character (i.e., location of gaze and frequency from SSVEP)
16 | Breitwieser et al. | A hybrid three-class brain–computer interface system utilizing SSSEPs and transient ERPs | 2016 | TRUE | TRUE | 14 | 26.3±6.2 | Healthy | g.tec | 600 | EEG (EOG) | 29 (3) | 2 (training) 2 (update) 4 (online) | 30 | N 50Hz BP 0.5-200Hz | TiA TiD | TRUE | TRUE | Homogeneous Single-brain approach | Selective Attention | SSEP ERP | Tactile | Simultaneous | Synchronous | Same subject calibration | TRUE | TRUE | TRUE | SSSEP | @ index tips Frq.: Tuned per subject. From range 17-35Hz in 2Hz steps | 7.5s (Step: 1s, overlap: 0s) | 5th Butt BP frq±1Hz | LAS | sLDA | - | 42.1 | tERP (transient) | @ index tips 7 semi-random twitch (stimulation amplitude decreased to zero) | 7.5s (Step: 1s, overlap: 0s) | 3rd But LP 10Hz | Average DS by 10 | sLDA | - | 40.3 | Target Selection | 2 target fingers | - | 44.5 | - | - | The two index fingers were stimulated with the two selected frequencies simultaneously (SSSEP) and twiches happened to create an ERP effect (P300) one finger at a time. System removed EOG artefacts. SSEP and ERP results were threshold-fused via Bayes' theorem and K linear discriminant functions (K=3).
24 | Kaongoen & Jo | A novel hybrid auditory BCI paradigm combining ASSR and P300 | 2017 | TRUE | TRUE | 10 | 20±2 | Healthy | OpenBCI | 250 | EEG | 8 | 2 | 10 | - | Matlab | FALSE | TRUE | Homogeneous Single-brain approach | Selective Attention | SSEP ERP | Auditory | Simultaneous | Synchronous | Same subject calibration | FALSE | FALSE | FALSE | ASSR | 1kHz @ 37Hz AM 2hHz @ 45Hz AM | 3s | 5th Butt BP 0.1-50Hz | CCA | FLDA (Fisher's LDA) | 66.68 | - | P300 | 2 beeps target ch. 8 beeps non-tar. ch. Spatial-Auditory | 0.8s | 5th Butt BP 1-12Hz Winsorization 5-95% | 8th LP Chsh IIR DS by 15 | FLDA (Fisher's LDA) | 74.58 | - | Sound Selection | Preliminary study. No visual interface, only auditory. Each ear corresponds to a channel. | - | 85.33 (offline) | 9.11 | - | System was tested preliminarly, results were offline (10FCV). Binary classification. Fusion uses Linear weights for both paradigms. A SWLDA is used to find the optimal weights.
25 | Jalilpour et al. | A novel hybrid BCI speller based on RSVP and SSVEP paradigm | 2020 | TRUE | TRUE | 6 | 22-27 | Healthy | g.Hlamp | 512 | EEG | 9 | 24 | 45 | - | Matlab Psychotoolbox BBCI | FALSE | TRUE | Homogeneous Single-brain approach | Selective Attention | SSEP ERP | Visual | Simultaneous | Synchronous | Same subject calibration | FALSE | FALSE | FALSE | SSVEP | Frq.: 15Hz Three-class (spatial properties: each direction changes Power distribution on scalp) | 1s | FIR BP 1-47Hz | CCA M Corr. Coeff | RBF-SVM (Radial basis Function) | 96.75 | - | Triple RSVP | 27 characters divided in 9 groups of 3 | 1s | FIR BP 0.5-25Hz Baseline correction | DS by 10 Wavelet Coeff Absolute shrinkage Lasso sel. operator | rLDA | 96.29 | - | Target Selection | Three letters and one flickering box | Speller | 93.06 | 21.41 | - | System uses triple RSVP and SSVEP. Only one square flashes at 15Hz but three potentials can be read depending on the position of the letter. Results are computed with 3FCV
27 | Katyal & Singla | A novel hybrid paradigm based on steady state visually evokedpotential & P300 to enhance information transfer rate | 2020 | TRUE | TRUE | 10 | 19-36 | Healthy | eego Sports | 512 | EEG | 14 | 4 | 480 | BP 0.1-40Hz PCA artifact correction | Matlab ASATM analysis | FALSE | TRUE | Homogeneous Single-brain approach | Selective Attention | SSEP ERP | Visual | Simultaneous | Synchronous | Same subject calibration | FALSE | FALSE | TRUE | SSVEP | Frqs.: 8, 10, 12, 14Hz | 1s | 6th Butt BP 5-30Hz | PSD | CCA | 93.78 | - | P300 | Two targets (inner, outter tier) | 1s | LP 5Hz Normalize amp. | Threshold | BLDA | 79.36 | - | Target Selection | Flickering circles (8) separated in two groups | - | 92.3 | 82.38 | - | For the fusion function, an SVM classifier was used to classify, based on the feature vector of 3x480 (PE, PO, S). The individual classifiers were used for the parallel hybrid and for the individual paradigms. The results are shown for the colored Quadratic SVM, which were the best. Colored vs. white stimuli were tested and colored ones had a better result. All results were offline. BLDA and CCA were only used for individual paradigms or for the parallel fusion. Offline accuracies for the individual paradigms, were the ones reported in the individual experiments and not for the hybrid components.
33 | Yao et al. | A Stimulus-Independent Hybrid BCI Based on Motor Imagery and Somatosensory Attentional Orientation | 2017 | TRUE | TRUE | 16: MI (Control) 16: Hybrid | 25.6± 2.3 24.4 ± 2.3 | Healthy | Synamps2 | 250 | EEG | 62 | 6 | 120 (MI) 240 (Hybrid) | BP 0.5-70Hz N 50Hz | EEGLAB (blink artefact removal) | FALSE | TRUE | Homogeneous Single-brain approach | Operant Conditioning | SMR | Operant | Sequential | Synchronous | Same subject calibration | FALSE | FALSE | FALSE | MI | Left- & right-hand imagined movement | 4s | Spatial-spectral-temporal 200ms hanning taper convoluted with modified sinusoid | CSP (spatially) | LDA | 78.4 | - | Somatosesnory Attention Orientation (SAO) | Maintain SA on their right- or left-hand | 4s | Spatial-spectral-temporal 200ms hanning taper convoluted with modified sinusoid | CSP (spatially) | LDA | 78.9 | - | MI tasks | Four arrows indicated R-, L-MI or R-, L-SAO tasks | - | 86.1 | - | - | For each participant, the combination with the highest combination of MI and SAO was chosen to combpose the Hybrid modality. All Hybrids were either L-MI + R-SAO or R-MI + L-SAO (<most cases).
34 | Yang et al. | A Synchronized Hybrid Brain-Computer Interface System for Simultaneous Detection and Classification of Fusion EEG Signals | 2020 | TRUE | TRUE | 6 | 23-38 | Healthy | Cognionics | 500 | EEG | 2 | 10 | 100 | BP 1-50HZ | Matlab | FALSE | TRUE | Homogeneous Single-brain approach | Selective Attention Operant Conditioning | SSEP SMR | Visual Operant | Simultaneous | Synchronous | Same subject calibration | TRUE | FALSE | FALSE | MI | Left- or right-hand imagined grasping | 5s | BP 5-25Hz FastICA | WT (wavelet transform) | CNN | 91.73 | - | SSVEP | Frqs.: 6.6, 7.5, 8.57, 9.6 | 5s | BP 5-25Hz FastICA | WT (wavelet transform) | CNN | 94.17 | - | MI tasks | A total of ten commands: each frequency individually, combined with MI, just MI and idle. | - | 95.53 | - | - | The system used only 2 electrodes (C3, C4) and only reported offiline performance. Results were also generated using other classifiers like CCA and LASSO for the SSVEP and SVM for the MI. CNN had the best results. All pre-processing and filtering was the same for both MI and SSVEP as there were only two electrodes.
35 | Shin et al. | A Ternary Hybrid EEG-NIRS Brain-Computer Interface for the Classification of Brain Activation Patterns during Mental Arithmetic, Motor Imagery, and Idle State | 2018 | TRUE | TRUE | 18 | 23.8 ± 2.5 | Healthy | Biosemi LIGHTNIRS | 2048 13.3 | EEG NIRS | 21 16 | 1 | 90 | EEG: DS @ 200Hz BP 0.1-50Hz EOG filtering NIRS: Hemodynamic variation 6th Butt BP 0.01-0.09Hz | StimTracker (synch trigger) Matlab EEGLAB BBCI | FALSE | TRUE | Homogeneous Multi-brain signal | Operant Conditioning | SMR SCP | Visual Operant | Sequantial | Synchronous | Same subject calibration | TRUE | FALSE | FALSE | MI | Right-hand (finger tapping) | 10s | FBCSP (Filter Bank CSP) | CSP | sLDA | 76.1 | - | Mental Task | Mental Arithmetic | Two windows of 5s | - | CSP | sLDA | 64.1 | - | MI tasks + Arithmetic | Indicates MI task, MA or idle state | - | 82.2 | 4.7 | - | MI proeficiency was evaluated based on elapsed time training. Cap was 30 min. Classificarion problem was reduced to 3 binary classifications. The classifiers were separate for EEG and NIRS and then combined with a meta-classifier.
36 | Xu et al. | A visual parallel-BCI speller based on the time–frequency coding strategy | 2014 | TRUE | TRUE | 11 | 23-36 | Healthy | NuAmps | 1000 | EEG | 3 (SSVEP) 30 (P300) | 1 | 1080 | BP 0.1-100Hz (hardware) 3rd Butt BP 1-72Hz DS @ 200Hz | - | TRUE | TRUE | Homogenerous Single-brain approach | Selective Attention | SSEP ERP | Visual | Simultaneous | Synchronous | Same subject calibration | FALSE | FALSE | FALSE | SSVEP Blocking | Frqs.: 4 frqs. selected according to participant Ranged from 10-24Hz | 0.9 (per round) | 3rd Butt BP 6-72Hz | - | CCA | - | 95.7 (5 runs) 92 (3 runs) | P300 | SSVEP stops for 200ms | 0.8 | 3rd Butt BP 1-10Hz DS @ 40Hz | - | SWLDA | - | 96.8 (5 runs) 94.4 (3 runs) | Target Selection | 4 independent sub-spellers with 3x3 red LED matrix | Speller | 93.9 (5 runs) 87.8 (3 runs) | 43 bits/min | - | Trigger synch done with an FPGA. Online testes contained 5 rounds for test 1 and 3 rounds for test 2. SSVEP yielded the sub-speller and P300 the character index within the sub-speller
37 | Ahn et al. | Achieving a hybrid brain–computer interface with tactile selective attention and motor imagery | 2014 | TRUE | TRUE | 16 | 25±2.78 | Healthy | Biosemi | 512 | EEG | 64 | 1 | 50 | - | BioSemi ActiView software BCI2000 Matlab | FALSE | TRUE | Homogeneous Single-brain approach | Operant Conditioning | SMR µ-rhythm | Operant Tactile | Simultaneous & Sequential | Synchronous | Same subject calibration | FALSE | TRUE | FALSE | MI | Left- and right-hand | 3s | BP 8-25Hz (Sim.) BP 8-15Hz (Seq.) | CSP | LDA | ~61 (indiv) ~72 (seq.) | - | TSA (Tactile Selective Attention) | Two-class vibro-tactile stimulation on thumbs Optimal freq. per individual from 21-25Hz for R and slected frq.-5Hz for L | 3s | BP 8-25Hz (Sim.) BP 16-25Hz (Seq.) | CSP | LDA | ~59 | - | MI tasks | Arrow cues | - | ~60 | - | ? | Simultaneous hBCI requires both TSA and MI at the same time. Sequential. hBCI starts with TSA and then MI for the same hand-side indicated by the interface. Since the sequential experiment started with TSA, both Sequential-TSA and TSA results are the same. There are no online trials. Although the article mentions a questionneire, there are no results for it. The results are also not in a table, but in images, that's why they are approximated. Filtering varied for each paradigm. Cross validation used 3 groups for training and 7 for validation (usually, proportion is 1:9)
38 | Yu et al. | An Asynchronous Hybrid Spelling Approach Based on EEG–EOG Signals for Chinese Character Input | 2019 | TRUE | TRUE | 18 | 22-32 | Healthy | actiCAP BrainAmp | 250 | EEG | 6 | 3 | 160 (targets) 640 (non-target) | N 50Hz | BCI2000 | TRUE | TRUE | Homogeneous Single-brain approach | Selective Attention | ERP | Visual | Sequential | Synchronous | Same subject calibration | FALSE | FALSE | FALSE | P300 | Row-Column approach 5x5 | 0.8s | BP 0.1-45Hz DS @ 25Hz | - | SWLDA | - | 88.5 | Eye Task | Triple blink: On/Off Double blink: select | 0.9s (double) 1.2s (triple) (step: 0.05s) | 5th Chsh DS @ 40Hz BP 0.1-30Hz | - | Threshold detection | - | - | Target Selection | Characters + Symbols | Speller | 93.6 | 43.8 | - | Speller for chinese symbols. After first letter was selected with P300, symbols were displayed. They could be selected with EOG (double blink) for fast spelling.
41 | Zhang et al. | An EEG/EMG/EOG-Based Multimodal Human-Machine Interface to Real-Time Control of a Soft Robot Hand | 2019 | TRUE | TRUE | 6 | 23-26 | Healthy | NuAmps NuAmps Myo Armband | 500 500 200 | EEG EOG EMG | 2 <> 8 |  | 10 | N 50Hz | Matlab C++ | TRUE | FALSE | Heterogeneous Multi-physiological | Operant Conditioning | SMR | Operant | Sequential | Synchronous (EEG) Asynchronous (EOG, EMG) | Same subject calibration | TRUE | FALSE | FALSE | Eye Task | Double blink (switch mode) Look left (Push fingers) Look right (Pull fingers) | 2s | FIR BP 0.05-45Hz 4th Daubchies WT | - | Dual threshold method | - | 94.23 | MI | Left- & right-hand: (3-finger grip & Fist) | 2s | FIR BP 0.05-45Hz | ERS/ERD | SVM | - | 91.46 | MI tasks + Eyes movement + Hand movement | Training made use of a screen. Testing used only sounds. | Robotic hand | 93.83 | 47.41 | - | The system consisted of three modes: EOG, EEG and EMG. EEG and EOG were collected with the same amp. EMG was caputred by a different amp and was processed via MYO API (black box?). EOG had 3 commands, EEG 2 and EMG 6. EEG operates in synchronous fashion and EOG and EMG in asynchronous fashion. Study did not specifically mention how many electrodes were used for EOG.
45 | Lin et al. | An online hybrid BCI system based on SSVEP and EMG | 2016 | TRUE | TRUE | 10 (val. experim.) 5 (free spelling) | 25.2±2.30 23.6±0.9 | Healthy | Neuroscan | 1000 | EEG EMG | 2022-09-02 |  |  |  | Psychophysics Matlab | TRUE | TRUE | Heterogeneous Multi-physiological | Selective Attention | SSEP | Visual | Simultaneous | Synchronous & Asynchronous | Same subject calibration | FALSE | FALSE | TRUE | SSVEP | Frqs.: 6 to 11.6 Hz (0.4 step) | 2s | - | - | CCA | - | 88.3 (no multi-choice) 91.6 (w/ multi-choice) | EMG | To select target section (0, 1, 2 or 3 fists) | 0.1s (100 samples) | - | Mean filtering algorithm | Treshold detection | - | 91.8 (no multi-choice) 93.3 (w/ multi-choice) | Target Selection | 60 stimuli in total | Speller | 81.0 (no multi-choice) 85.8 (w/ multi-choice) 82.6 (free spelling) | 83.6 (no multi-choice) 90.9 (w/ multi-choice) | - | System presents a stimulation stage and a multi-choice stage. In the stimulation, the participant selects the target section by making the number of corresponding fists and looks at the freq. of the target. Each section has the same 15 frqs. In the multi-choise, the participant had two most likly choices. If he did one fist, the second choice was selected. Results are presented for a system with and without the multi-choice stage. The fusion was based on paradigms accuracies (optimal and suboptimal options based on the two highest selections of the SSVEP and EMG). A free spelling task was also done with 5 participants.
56 | Yao et al. | Combining Motor Imagery With Selective Sensation Toward a Hybrid-Modality BCI | 2014 | TRUE | TRUE | 11 | 25 | Healthy | SynApmps2 | 250 | EEG | 62 | 1 | 400 | BP 0.5-70Hz N 50Hz | - | FALSE | TRUE | Homogeneous Single-brain approach | Operant Conditioning | SMR | Operant | Simultaneous | Synchronous | Same subject calibration | FALSE | FALSE | TRUE | MI | Left- & right-hand | 3s | 4th Butt BP 8-26Hz | CSP | LDA | 71.9 | - | SS (Selective Sensation) | Frqs.: Left wrist: 23Hz Right wrist: 27Hz (simultaneous) | 3s | 4th Butt BP 8-26Hz | CSP | LDA | 72.6 | - | MI task + SS | Arrows indicated if MI or SS had to be performed | - | 83.1 | - | - | System measured MI and SS in an offline session. All the electrodes went through the same filtering, feature extraction and classifier. A single LDA classified all signals and the hybrid system is defined as the decoder of R-MI and L-SS. The other combinations had a lesser result.
62 | Chiarelli et al. | Deep learning for hybrid EEG-fNIRS brain–computer interface: application to motor imagery classification | 2018 | TRUE | TRUE | 15 | 32±5 | Healthy | Net 300 Imagent | 250 10 | EEG fNIRS | 123 8 | 1 | 40 | - | Python | FALSE | TRUE | Homogeneous Multi-brain signal | Operant Conditioning | SMR | Operant | Simultaneous | Synchronous | Same subject calibration ? | FALSE | FALSE | FALSE | MI | Left- & right-hand (squeezing @ ~1Hz) | 1s | 2nd Butt BP 8-30Hz | ERS/ERD | DNN | 73.38 | - | - | - | 1s | Average | Variations of concentration | DNN | 71.92 | - | MI Task | Interface based on sounds instead of display | - | 83.28 | - | - | System tested a hybrid EEG-fNIRS MI system in an offline setting. Each brain signal had a different filtering and feature selection, but one DNN classifier used a single feature vector including both. Results were generated with a 10-fold CV. The paper compared the DNN results with LDA & SVM classifiers. DNN was better.
64 | Duan et al. | Design of a Multimodal EEG-based Hybrid BCI System with Visual Servo Module | 2015 | TRUE | TRUE | 3 | 23-27 | Healthy | g.USBamp | 256 | EEG | 4 | 1 | 10 (training) ? (online) | BP 5-60Hz N 50Hz | C# MatLab | TRUE | FALSE | Homogeneous Single-brain approach | Selective Attention Operant Conditioning | SSEP SMR µ-rhythm | Visual Operant | Sequential | Asynchronous | Same subject calibration | FALSE | FALSE | FALSE | SSVEP | Frqs.: 8, 10 & 12.5Hz (Forward, and turn L & R) | 3s | - | - | CCA | - | 91.8 (simulated) 89 (NAO) | MI | Lifting up feet | 8s (2s rest, 3s MI, 3s rest) | - | - | STFT | - | 100 (simulated) 93.3 (NAO) | Target Selection + MI task | Three flickering squares for movement and MI for grasping | Robot Simulation NAO Robot | 80 (simulated) 73.3 (NAO) | - | - | System utlizies SSVEP to move robot. When the robot reaches the table, Mu frquencies (closure of eyes) is used to switch from SSVEP to MI mode. Then, MI is used to perform grasping action. Two experiments were run: a simulated robot and an actual NAO robot experiment. Results are reported for each paradigm. Mu paradigm is disconsidered, since it was only used to swtich modes (ACC 86.7 for both simulated and real experiments) The paper is not clear in explaning window sizes and steps (for the FFT truncation). It is also not clear in explaining how SFFT is used as a classifier for MI (most likely through thresholds?). It is also not clear in specifying number of trials and sessions for online experiments.
72 | An et al. | Exploring Combinations of Auditory and Visual Stimuli for Gaze-Independent Brain-Computer Interfaces | 2014 | TRUE | TRUE | 15 | 26.96±2.63 | Healthy | Brain Amp | 1000 | EEG | 63 | 1 | 360 (20 sym * 3 reps * 6 targets) | Chsh BP 40-49Hz (for offline only) DS @ 100Hz | PyFF | TRUE | TRUE | Homogeneous Single-brain approach | Selective Attention | ERP | Visual Auditory | Simultaneous & Sequential | Synchronous | Same subject calibration | FALSE | TRUE | FALSE | P300 (Visual) | 6 targets Different colors and shapes | 0.8s (0.15s as baseline) | - | Average per channel | LDA | - | 85.4 (self) 77.5 (Seq.) | P300 (Auditory) | Sung syllables Left Ear: 'ti', 'to' - bass Right Ear: 'ti', 'to' - soprano Middle: 'ot', 'it' - tenor | 0.8s (0.15s as baseline) | - | Average per channel | LDA | - | 62.4 (self) 66.2 (Seq.) | Target Selection | Speller based on 6 groups of 6 symbols + 6 combinations of sound/side | Speller | 92 (Sim.) 87.7 (Seq.) | 2 char/min 1.65 char/min | NASA TLX | Two hybrid paradigms were tested, simultaneous and sequential. Only ERP (P300) was used, but for both visual and auditory paradigms. On the simultaneous, sounds and flashing targets would be combined to select a character in two stages (group selection, character within group selection). On the sequential, different sounds and targets would be presented one after the other. The participant needed to focuse on the target corresponding to the group and the sound corresponding to the letter (each sound corresponded to a geometrical spot as well). Signal processing was the same for both visual and auditory stimuli provenient simuli. NASA TLX was performed for all participants after the calibration phase for each condition (V, A, VA seq. & VA sim.)
85 | Mousavi et al. | Hybrid brain-computer interface with motor imagery and error-related brain activity | 2020 | TRUE | TRUE | 12 | 20.4± 1.0 | Healthy | BrainAmp | 5000 | EEG | 64 | 1 | 180 (9 blcoks of 20) | DS @ 100Hz | Python (SNAP & LSL) Matlab (EEGLAB) | TRUE | FALSE | Homogeneous Single-brain approach | Operant Conditioning | SMR | Operant | Simultaneous | Synchronous | Same subject calibration | FALSE | FALSE | FALSE | MI | Left- & right-hand | 1s | 6th Butt BP 7-30Hz | CSP | LDA | - | 61.75* | ErrP | Good Class Bad Class (error) | 0.9 <0.9 (step: 0.1)> | 6th Butt BP 1-30Hz <6th Butt BP 1-10Hz> | CSP <Average> | LDA <LDA> | - | - | MI Task | Cursor (ball) moved left or right to reach target | Cursor | 75.33* | 2.07 bits/min | One Likert-scale question + one questionnaire (not used for the analysis) | System used MI and ErrP BCI. Each paradigm was classified independently (R/L, G/B-CSP, G/B-WM) and combined via fusion. The fusion combined the probabilities via logisitc regression. During the trainaing phase (3 blocks), participants received sham feedback (to calibrate MI classifier and collect ErrP). The next 6 blocks, provided the participants with actual feedback. ErrP uses two classifers. One uses the CPS as features and the second uses windowed-means.
92 | Buccino et al. | Hybrid EEG-fNIRS Asynchronous BrainComputer Interface for Multiple Motor Tasks | 2016 | TRUE | TRUE | 15 | 27.4±7.7 | Healthy | microEEG NIRScout 8-16 | 250 10.42 | EEG fNIRS | 21 34 | 1 | 25 | - | NIRStar Neurobehavioral System | FALSE | TRUE | Homogeneous Multi-brain signal | Operant Conditioning | SMR | Operant | Simultaneous | Asynchronous | Same subject calibration | TRUE | FALSE | FALSE | ME (Motor Execution) | Left- & right-hand grip Left- & right-arm raise | 1s (step: 0.5) | 4th Butt BP 8-12Hz 4th Butt BP 18-25Hz Normalization | RCSP (Regularized CSP) | Log transformed LDA | 85.2: Rest-Task 62.2: R-L 71: Arm-Hand | - | - | - | 1 (step: 0.5) | Variations of concentration 4th Butt BP 0.01-0.2Hz Normalization | RCSP <Average> | Log transformed LDA | 92.4: Rest-Task 70: R-L 76.9: Arm-Hand | - | Target Selection | - | - | 94.2: Rest-Task 72.2: R-L 79.9: Arm-Hand | - | - | The system tried to identify R/L-hand and R/L-arm movement using EEG and fNIRS. Each type of signal was prcessed separately but classified together. A single LDA classifer was used to classify a single feature vector constructed with both signals. Three CSP spatial fiters are generated: to differentiate Rest-Task, R-L and Arm-Hand. Therefore, three classifications were generated.
98 | Khalaf et al. | Hybrid EEG–fTCD Brain–Computer Interfaces | 2020 | TRUE | TRUE | 10 | 23-32 | Healthy | g.USBamp SONARA TCD | 256 2M | EEG fTCD | 16 2 | 1 | 150 | EEG: 8th BP 2-62Hz 4th N 58-62Hz |  | FALSE | TRUE | Homogeneous Multi-brain signal | Operant Conditioning | SMR | Operant | Simultaneous | Synchronous | Same subject calibration | TRUE | FALSE | FALSE | MI | Left- & right-hand | R/rest: 7.7s L/rest: 6.1s R/L: 3.4s | - | PSD (Welch's) AVG 2Hz window CDF (cumulative distribution function) | SVM | 81.86* (offline) | - | - | - | - | - | - | - | 54.90* (offline) | - | Target Selection | Display indicating which command to perform | - | 83.73* (offline) | R/rest: 3.87bit/min L/rest: 6.02bit/min R/L: 10.57bit/min | - | System uses MI and records signals via EEG and fTCD. Rest state is included. The classifications are done for binary options and no 'system result' is presented. Optimal window sizes are picked for each binary problem. The final classifications for EEG and fTCD were calculated averaging the means of the individual binary outputs.
98 | Khalaf et al. | Hybrid EEG–fTCD Brain–Computer Interfaces | 2020 | TRUE | TRUE | 11 | 25-32 | Healthy | g.USBamp SONARA TCD | 256 2M | EEG fTCD | 16 2 | 1 | 150 | EEG: 8th BP 2-62Hz 4th N 58-62Hz |  | FALSE | TRUE | Homogeneous Multi-brain signal | Selective Attention Operant Conditioning | SSEP SCP | Visual Operant | Simultaneous | Synchronous | Same subject calibration | TRUE | FALSE | FALSE | SSVEP | Icons textured with checkboard patterns Frqs.: 7 & 17Hz | MR/rest: 7.73s WF/rest: 5.64s MR/WR: 7.82s | - | PSD (Welch's) AVG 2Hz window | SVM | 83.44* (offline) | - | Mental Task | Word Formation Rotation | = | - | PSD (Welch's) AVG 50Hz window | SVM | 53.77* (offline) | - | Target Selection | Display indicating which command to perform | - | 87.46* (offline) | MR/rest: 4.39bit/min WF/rest: 3.92bit/min MR/WF: 5.07bit/min | - | System uses Word formation and mental rotation with flickering patterns to elicit SSVEP while generating blood variations of concentration. Rest state is included. The classifications are done for binary options and no 'system result' is presented. Optimal window sizes are picked for each binary problem. The final classifications for EEG and fTCD were calculated averaging the means of the individual binary outputs.
103 | Xu et al. | Implementing Over 100 Command Codes for a High-Speed Hybrid Brain-Computer Interface Using Concurrent P300 and SSVEP Features | 2020 | TRUE | TRUE | 10 | 21-26 | Healthy | Synamps2 | 1000 | EEG | 13 | 1 | 4860 (training) 1080 (onine) | BP 0.1-200Hz N 50Hz | Matlab Psychopysics | TRUE | TRUE | Homogeneous Single-brain approach | Selective Attention | SSEP ERP | Visual | Simultaneous | Synchronous & Asynchronous | Same subject calibration | FALSE | FALSE | FALSE | SSVEP | 12 frqs.: 12-14.6Hz (step: 0.2Hz) 12 phases: 0-1.85π (step: 0.35π) | 0.4s | Chsh Filterbank 1-92Hz (step: 11Hz) DS @ 250Hz | Channels: Fz, Cz, Pz, PO7, PO8, O1, O2, and Oz | TRCA (Ensemble Task-Related Component Analysis) | 75.37 | - | P300 | 12 3x3 sub-spellers Each character uses a 200ms frequency stimilus to elicit a P300 (frq and phase correspond to SSVEP sub-speller) | = | = | = | = | 91.85 | - | Target Selection | 108 characters divided in 12 3x3 matrices | Speller | 81.67 (synch) 79.17 (asynch) | 172.46 (synch) 164.69 (asynch) | - | In this experiment, a 108-character speller was developed. P300 and SSVEP were generated simultaneously using 12 sub-spellers of 3x3 symbols. Each sub-speller had a defined frquency and phase that would be shown for 200ms at each character following a sinusoidal wave (thus generating an ERP and SSEP stimuli simultaneously). Many filters, features and classifiers were experimented in offline sessions. The best combination was the one reported, using a filterbank, downsampling and TRCA classifier. P300 and SSVEP features were extracted using a combination of P300 channels and SSVEP channels. The final result refers to the final target selection (i.e., the combination of sub-speller and sub-speller character selection).
106 | Shi et al. | Indoor space target searching based on EEG and EOG for UAV | 2019 | TRUE | TRUE | 10 | 21.1 ± 1.7 | Healthy | NuAmps | 250 | EEG EOG | 2022-06-02 | 1 | 720 | - | C# OpenGL C | TRUE | FALSE | Heterogeneous Multi-physiological | Operant Conditioning | SMR | Operant | Sequential | Synchronous (calibration) Asynchronous (online) | Different subject calibration | TRUE | FALSE | FALSE | MI | Left- & right-hand (turn left & right) (fly up and down) | 2s (step: 0.03s) | N 50Hz BP 0.5-30Hz ICA | JR coefficients (joint regression) FFT | SVM | 93.99 | - | Eye Task | Three blinks | 2 (step: 0.03) | Median filter (150ms window) | - | CWT (Continuous wavelet transofrm) | 97.95 | - | MI Task + Blinking | Monitor displayed FP view from drone. User could switch from L-R controls to Up-Down via EOG | Drone | 88.43* | - | - | Paper presents a hybrid BCI using MI and EOG. EOG triple blink was used to switch MI modes (horizontal to vertical mode). MI, using L/R hand movement, could control drone position. 6 participants did a calibration phase where they collected data. 10 participants did an online trial, where they used the calibrated system to fly. A trajectory was recorded for each participant. Idle state would allow the drone to keep flying.
110 | Glowinsky et al. | Limited value of temporo-parietal hemodynamic signals in an optical-electric auditory brain-computer interface | 2018 | TRUE | TRUE | 11 | 25.6 ± 3.3 | Healthy | ETG-4000 BrainAmp | 10 1000 | NIRS EEG | 24 16 | 2 | 2400 | - | Matlab | FALSE | TRUE | Homogeneous Multi-brain signal | Selective Attention | ERP | Auditory | Simultaneous | Synchronous | Same subject calibration | FALSE | FALSE | TRUE | P300 | Left Ear: 'Yes' - Male voice 'Yup' = oddball 0s after onset Right Ear: 'No' - Female voice 'Nay' = oddball 0.25s after onset | 0.5s (frequent) 0.9s (oddball) | BP 0.1-250Hz (hardware) 3rd Butt LP 8Hz ICA filter | DS @ 20Hz | L1 regularized logistic regression | 80.7 | - | - |  | 0.5 (frequent) 0.9 (oddball) | 2nd Chsh BP 0.1-0.5Hz | Slope Max Amplitude Range Mean Amplitude Root Mean Square Waveform length [s] | L1 regularized logistic regression | ~50 | - | Target Selection | Headphones provide targets in both ears which the participant should attend to | - | 77.43 | - | - | Experiment uses EEG and NIRS with an auditory P300 paradigm. Each ear repeatedly receives one type of stimuli (male saying Yes or female saying No) and an oddball (Yup or Nay). Each signal was processed and classified on its own. To combine both signals for the hBCI, features were selected previously. All experiments were offline. EEG had the best result.
121 | Brennan et al. | Performance of a Steady-State Visual Evoked Potential and Eye Gaze Hybrid Brain-Computer Interface on Participants With and Without a Brain Injury | 2020 | TRUE | TRUE | 30 | 37.6±14.73 | Healthy | g.USBamp Eye Tribe Tracker | - 30Hz | EEG Eye Tracker | 10 | 2 | 45 + user choice | - | OpenVibe | TRUE | FALSE | Heterogeneous External inputs | Selective Attention | SSEP | Visual | Simultaneous | Synchronous (Experimenter cues) | Same subject calibration | TRUE | FALSE | FALSE | SSVEP | 7.5Hz 8.57Hz 10Hz 6.67Hz | Incremental sliding window (0.8125, 2.03125 & 4.0625 s) | Spatial Filtering (MEC) | Power spectrum | Threshold detection | - | 93.3 | Eye Task | Screen in Quadrants Central no-state zone + Dwell Threshold | 1.6 | - | Screen location | - | - | 90.61 | Target Selection | Four targets close to screen borders | Navigation system | 99.84 | 24.41 | - | This paper uses SSVEP and Eye Gaze to control a Visual Interface. SSVEP is based on thresholds. The window was a sliding one that could increase in size if no classifications could be made. Eye Gaze is based on dwelling time on sub-sections of the interface. The dwelling time was set to 1.6s (i.e., 50 votes). One recalibration is allowed if trials are not yielding proper results. In case of recalibration, the session is restarted. For healthy participants, 2 sessions took place. For brain injured, 1 session took place. Cues and thresholds were set by the experimenter. Sampling rate not reported for EEG (!!!)
125 | Duan et al. | Quadcopter Flight Control Using a Non-invasive Multi-Modal Brain Computer Interface | 2019 | TRUE | TRUE | 9 | 22-32 | Healthy | - | 1000 | EEG | 12 | 8 | 5 | BP 0.3-100Hz | BCI2000 Matlab | TRUE | FALSE | Homogeneous Single-brain approach | Selective Attention Operant Conditioning | SSEP SMR | Visual Auditory Operant | Sequential | Synchronous | Same subject calibration | TRUE | FALSE | FALSE | SSVEP | Frqs.: 12.4 & 18Hz (climb & descend) | 1.5 | BP 5-40Hz | CCA | SVM | 83.44 | - | MI | Left- & right-hand (left-forward & right-forward) | 1.5 (step: 0.5) | BP 9-12Hz CAR (common average reference) | CICSP (complete information CSP) PCA | SVM | 80.45 | - | Target Selection + MI Task | Display showed drone's camera and LED's flickering MI | Drone (virtual) | 87.65 | - | - | System utilizes MI or SSVEP modes to trigger commands and modes can be switched via double blink. The experiment performs a real-world flight as well, but no valid metrics could be collected from it, so only the virtual environment flight is considered. Both paradigms were classified through an SVM. The drone can turn and go up and down.
132 | Yu et al. | Self-Paced Operation of a Wheelchair Based on a Hybrid Brain-Computer Interface Combining Motor Imagery and P300 Potential | 2017 | TRUE | TRUE | 8 | 23-32 (27.6) | Healthy | BrainAmp | 250 | EEG | 18 | 1 (training) | 2400 (training) | N 50Hz | BCI2000 | TRUE | TRUE | Homogeneous Single-brain approach | Selective Attention Operant Conditioning | ERP SMR | Visual Operant | Sequential-Switch | Asynchronous | Same subject calibration | TRUE | FALSE | FALSE | MI | Left- & right-hand (Accelerate/Decelerate & stop) | 2.5 (step: 0.2) | BP 8-30Hz | Multi-CSP | LDA | 86.65* (RT: 2.03* s) | - | P300 | Row/Column flash Commands: stop move forward/backward move left/right move left45/right45 turn left/right | 0.8 | BP 0.1-40Hz | DS @ 25Hz | SWLDA | 92.6 (RT: 3s) | - | Target Selection + Mental Task | Interface in two parts: P300 (left) with a 3x3 matrix and MI (right) | Wheelchair | - | - | - | System uses P300 and MI. P300 is used to choose movements and MI is used to change acceleration. MI and P300 also turn the system on and off. Each paradigm had its own results due to non-simultaneity of the system. In static state, only MI can be activated. To bring the wheelchair from idle to control state, a sequential left-right MI is performed. To bring the wheelchair from control to idle state, the stop button is selected via P300. Although two online experiment were perfomed, no valid results could be extracted from them, therefore only the offline part will be considered.
134 | Ko et al. | SSVEP-assisted RSVP brain–computer interface paradigm for multi-target classification | 2020 | TRUE | TRUE | 14 (recorded from 16) | 24.8 ± 3.31 | Healthy | Neuroscan | 500 | EEG | 12 (offline) 4 (online) | 7 | 44000 | BP 0.5-50Hz | Unity (C#) Matlab | TRUE | TRUE | Homogeneous Single-brain approach | Selective Attention | SSEP ERP | Visual | Sequential-Selector | Asynchronous | TRUE | TRUE | FALSE | FALSE | SSVEP | Frqs.: 4, 5, 6 & 7Hz | 1s | - | - | CCA | 97.78 | 95.54 | RSVP | Rapidly showed items in the indicated positions. Frqs.: 4, 5, 6 & 7Hz | 0.6 | DS @ 64Hz | - | Bagging | 83.45 | 81.75 | Target Selection | Interface with 8x8 targets. 4 are highlighted at a time | Game | 78.1 (online) 81.59 (offline) | 7.95 (online) 4.63 (offline) | - | Experiment used SSVEP and RSVP to play a game. The first stage required user to select the target position vis SSVEP. The second stage required the user to select the matching icon (to form a line or column) using RSVP. Each target location flashed at the same frequency. To switch phases, a click was required. Each paradigm used its own conditioning and classification. Offline and online results are provided.
136 | Long et al. | Target Selection With Hybrid Feature for BCI-Based 2-D Cursor Control | 2012 | TRUE | TRUE | 11 | 22–32 | Healthy | NuAmps | 250 | EEG | 30 | 2 (offline) 1 (online) | 90 (offline) 80 (online) | BP 0.5-100Hz | - | TRUE | TRUE | Homogeneous Single-brain approach | Selective Attention Operant Conditioning | ERP SMR | Visual Operant | Simultaneous | Synchronous | Same subject calibration | TRUE | FALSE | FALSE | P300 | 8 targets: 3 up 3 down 2 stop (left stop button is also used to confirm selection) | 0.6 | BP 0.1-20Hz DS by 6 | - | SVM |  |  | MI | Left- & right-hand (move left & move right) | 2 (step: 0.2) | CAR BP 8-14Hz | CSP | SVM | - | 87.61 | Target Selection + MI task | Circle should be moved in the square. Green is for selection, blue for rejection. Eight P300 buttons around the display, | Cursor | 92.84 | 18.96 s/trial | - | System utilizes MI and P300 to move circle to target. Then a target selection must be done via MI only or rejected via P300 only. Each paradigm is conditioned and processed separately. A single SVM classifier was used with a hybrid feature vector. An MI BCI system is also programmed and compared to the hBCI (MI online result corresponds to this). Online and offline experiments were carried on. Offline served for calibration.
139 | Allison et al. | Toward a hybrid brain–computer interface based on imagined movement and visual attention | 2010 | TRUE | TRUE | 14 | 22.9 | Healthy | g.USBamp | 250 | EEG | 5 | 1 | 320 | B 0.5-100Hz | Graz rts BCI Matlab | FALSE | TRUE | Homogeneous Single-brain approach | Selective Attention Operant Conditioning | SSEP SMR | Visual | Simultaneous | Synchronous | Same subject calibration | FALSE | TRUE | TRUE | MI | Left- & right-hand | 4 | 11 non-overlapping BP 8-30Hz (step: 2Hz) per channel DS by 25* | SFFS/LDA (sequential floating forward selection) (selects 5 best features) | 8s (step: 0.5s) Running Classifier LDA | 74.9 | - | SSVEP | Frqs.: 8 & 13Hz | 4 | 11 non-overlapping BP 8-30Hz (step: 2Hz) per channel DS by 25* | SFFS/LDA (sequential floating forward selection) (selects 5 best features) | 8s (step: 0.5s) Running Classifier LDA | 76.9 | - | Target Selection + MI task | Displayed arrows indicated which command to perform | - | 81 | - | Two questions Likert scale | A hybrid system using MI and SSVEP is proposed. A screeen showed the target and two LED had flickering frequencies. The signal from all electrodes was processed equally. Two stages for selection were done. On the first, the SFFS/LDA method was used, where 11 band powers were generated and downsampled to extract only 21 samples per segment and then fed into an LDA classifier to normalize and optimize the features. In stage 2, a running classifier was chosen to select the best 0.5 segment for the LDA classifier and the optimized features extracted before (i.e. the power bands and channels) were applied to the best 0.5s segment. Eight runs were performed per participant. The first two were MI only, the other two were SSVEP only and the final four were hybrid. One online pilot experiment was done with one subject, but not enough results were generated to be included here.
140 | Wu et al. | Toward a hybrid brain-computer interface based on repetitive visual stimuli with missing events | 2016 | TRUE | TRUE | 9 | 23-26 | Healthy | g.USBamp | 1200 | EEG | 10 | 1 | 112 (offline) 160 (online) | BP 0.01-100 Hz N 48-52Hz | Psychophysics Toolbox FieldTrip | TRUE | TRUE | Homogeneous Single-brain approach | Selective Attention | SSEP ERP | Visual | Simultaneous | Synchronous | Same subject calibration | FALSE | FALSE | FALSE | SSVEP | Frqs.: 12 & 10Hz | 2.5* | BP 1-45Hz | - | CCA | - | - | OSP | Duration of missing event was 1/frq | 0.25 (step: 0.025) | - | SVM | Naive Bayes | - | - | Target Selection | Four disks with missing flickers | - | 86.92 | 24.06 | - | System utilizes SSVEP combined with OSP (omitted stimulus potential = ERP). Four flickering disks are displayed around the centre of the screen. Two at 10Hz, two at 12Hz and missing flickers ocurred in all disks, at different times to generate OSP. CCA is used for SSVEP and SVM+Naive Bayesan is used for the OSP. Two methods are tested (with white missing or black missing). White missing yields a higher performance. Many signal analysis are also presented in this paper. Window size for SSVEP analysis is not stated clearly, so 2.5s were used as that is the stimuli time presentation.
23 | Ma et al. | A Novel EOG/EEG Hybrid Human–Machine Interface Adopting Eye Movements and ERPs: Application to Robot Control | 2015 | TRUE | FALSE | 13 | 22-30 | Healthy | g.USingle-Brain Approachmp | 256 | EOG EEG | 2022-02-08 | 8 (training) | 5 (training) 320 targets | - | Matlab | TRUE | FALSE | Heterogeneous Multi-physiological | Selective Attention | ERP | Visual | Sequential | Synchronous (EEG) & Asynchronous (EOG) | Same subject calibration | FALSE | FALSE | FALSE | Eye Task | 2 blinks 3 blinks frown wink (L/R) gaze (L/R) | 3s | DS @ 32Hz BP 0.1-30Hz | Differential signal | Threshold detection | - | 79.74* | P300 | 8 targets, stimuli: inverted facial img. Uses VPP combined with N170 | 0.7s | DS @ 64Hz BP 0.1-30Hz | DS @ ~21Hz | LDA | 98.08 | 83.48* | Target Selection + Blinking command | Two steps, EOG controls movement, EEG pre-defined commands | Robot NAO & Kobuki | - | - | - | Results were given in right/received commands. Accuracies were calculated by myself considering both robot experiments. Most commands were EOG (EEG treated as secondary). Instead of ITR, only the time taken to perform the experiments was calculated, but cannot be used because they consider the robot translation time as well. The screen was only used for P300. EOG had 7 commands, EEG had 8, but only 4 were used for both experiments. Frown was used to switch modes.
39 | Wang et al. | An asynchronous wheelchair control by hybrid EEG–EOG brain–computer interface | 2014 | TRUE | FALSE | 4 | 24-32 | Healthy | NuAmps | 250 | EEG EOG | 15 | 1 | 120 | BP 0.5-30Hz (analog) BP 0.5-100Hz (digital) | C++ Matlab | TRUE | FALSE | Heterogeneous Multi-physiological | Operant Conditioning | SMR | Operant | Sequential | Asynchronous | Same subject calibration | TRUE | FALSE | FALSE | MI | Left- & right-hand: (forward & backward) | 4s | Common Average Reference (CAR) BlaBla BP 8-32 Hz | OVR-CSP | SVM | - | 92* | Eye Task | Stop command | 1s (steop: 0.1s) | BP 0.1-15Hz | CCA | Threshold detection | - | 92 | Threshold | Uses same interface as Long et al., 2012 | Wheelchair | - | - | - | Based on Long et al., 2012. To the previous system (MI + P300) it was added EOG to stop interface. Hands MI are used to go right/left. P300 is used to accelerate and foot MI to deccelerate. No final hybrid accuracies were generated, but individual command accuracies (corresponding to MI and EOG accuracies), indicated in online acc column. Paper does not present results of a valid hBCI (only MI+stop command are evaluated, although the system is hBCI)
21 | Hinterberger et al. | A multimodal brain-based feedback and communication system | 2004 | TRUE | FALSE | 54 | 28.7±11.2 | Healthy | Psylab | 256 | EEG | 7 | 3 | 500 | BP 0.1-40Hz |  | TRUE | FALSE | Homogeneous Single-brain approach | Operant Conditioning | SCP | Visual Auditory | Simultaneous | Synchronous |  |  | TRUE |  | SCP | 2 targets: Positive or negative | 2.5s | Slow-wave filter moving average FIR |  |  |  |  | - | - | - | - | - | - | - | - | Positive/Negative CPS |  |  | - |  |  | Article does not show accuracy results, but statistical effect size
40 | Huang et al. | An EEG-/EOG-Based Hybrid Brain-Computer Interface: Application on Controlling an Integrated Wheelchair Robotic Arm System | 2019 | TRUE | FALSE | 5 | 25-33 | Healthy | SynAmps2 | 250 | EEG EOG | 9 | 9 | 40 | - | Matlab | TRUE | TRUE | Heterogeneous Multi-physiological | Operant Conditioning | SMR | Operant | Sequential | Synchronous (training) Asynchronous (online) | Same subject calibration | FALSE | FALSE | FALSE | MI | Left- & right-hand (turn) | 2s (step: 0.2s) | BP 8-30Hz | CSP | SVM | 88 | - | EOG | Eyebrows (pre-select) Blink (confirm) | 0.6s | - | - | Multi-threshold waveform check | 96.2 | - | MI tasks + EOG | Two separated panels: 1) wheelchair 2) robotic arm | Wheelchair & Robotic Arm (grasp water bottle) | - | - | - | 22 participants did the MI training. Only 5 were selected for EOG training. The 5 participants did an online session to control the hybrid system, but no valid results are presented (only number of colisions per task).
53 | Zeng et al. | Closed-Loop Hybrid Gaze Brain-Machine Interface Based Robotic Arm Control with Augmented Reality Feedback | 2017 | TRUE | FALSE | 8 | 24.5±1.2 | Healthy | 128 60 | EPOC+ EyeX | EEG EyeGaze | 14 - | 1 | 40 (offline) 30 (online) | - | OpenVibe (OpenCV & OpenGL) | TRUE | TRUE | Heterogeneous Multi-physiological | Operant Conditioning | SMR | Operant | Sequential | Synchronous | Same subject calibration | TRUE | FALSE | FALSE | MI | Left- & right-hand (Used to confirm cuboid selection, release object & control gripper) | 1s (step: 0.0625s) | 5th Butt BP 8-12Hz | CSP | LDA | 86.4 | - | Eye Gaze | Used to select target and switch modes (gripping to lifring to delivering) | Every 0.03s | 10-point moving avg | - | - | - | - | Target Selection + Task Selection | AR display allows users to move cuboids | Robtic Arm | - | - | - | System uses a combination of Eye Gaze and MI to move cuboids above a digital barrier. Eye gaze allows users to select the cuboids and their target areas. MI allows users to control the grip size, its height and drop the cuboid. A simultaneously, Eye Gaze and MI can confirm selections and switch functions. Although online tests were performed, they only evaluated number of commands elicited and hight of gripper. Accuracies are only for the offline calibration (does not include Eye Gaze).
82 | Jiang et al. | Hybrid Brain-Computer Interface (BCI) based on the EEG and EOG signals | 2014 | FALSE | FALSE | 4 | - | Healthy | BrainAmp | 250 | EEG EOG | 15 2 | 1 | 56 | - | - | TRUE | FALSE | Heterogeneous Multi-physiological | Operant Conditioning | SMR | Operant | Sequential-Selector | Synchronous |  | TRUE | FALSE | FALSE | MI | Task not specified | 1s (step: 0.1s) | BP 8-16Hz | CSP | LDA | 90.75* | - | EOG | Left- & right-eye movement | 0.5 ? | BP 5-20Hz DS @ 10Hz | Threshold | Treshold detection | 96.85* | - | MI Task + Gaze Direction | 3 targets can be selected via EOG and conifirmed with MI | - | 89.3 | 24.7 | - | System uses EOG and MI to select among three commands. EOG can detect Right, Left and no eye movement via threshold. EEG then selects the command performing an MI-task (not specified). The fusion would extend the EOG selection for 3s and wait for an MI command to be executed. If MI was executed, the selection took place.
94 | Khan and Hong | Hybrid EEG-fNIRS-Based Eight-Command Decoding for BCI: Application to Quadcopter Control | 2017 | TRUE | FALSE | 10 | 28.5 ± 4.8 | Healthy | EPOC ISS Imagent | 128 15.625 | EEG fNIRS | 14 16 | 1 | 5 | - | Matlab | FALSE | TRUE | Homogeneous Multi-brain signal | Operant Conditioning | SCP | Operant | Sequential | Synchronous | TRUE | FALSE | FALSE | FALSE | Mental Task (fNIRS) | Counting Arithmetic Rotation Word Formation | 2s | Variations of concentration 4th Butt LP 0.15Hz 4th Butt HP 0.033Hz Channel selection (positive difference from baseline) | Signal peak Signal mean Signal minimum | LDA | 76.5 | - | Eye Task (EEG) | Two blinks Three blinks Up/Down eye mov. Left/Right eye mov. | 1 | BP 8-12Hz BP 12-28Hz BP 0.5-4Hz BP 4-8Hz Channel selection (significant power spectrum) | Signal mean # signal peaks | LDA | 86 | - | Mental tasks + Eye Movement | Display indicating which command to perform | Drone | - | - | - | System uses Mental Tasks (acquired via fNIRS) and Eye Tasks (acquired via EEG) to control a drone. Each signal is processed separately. One LDA classifies Mental Tasks and one classifies Eye Tasks. Channels were selected per participant. The paper mentions online trials, but no valid results (other than the trajectory of the drone) are provided.
83* | Chai et al. | Hybrid brain–computer interface for biomedical cyber‑physical system application using wireless embedded EEG systems | 2017 | TRUE | FALSE | 2022-05-05 | 25 to 35 45 to 80 | Healthy Tetraplegia (SCI) | Prototype | 256 | EEG | 2 | 1 | 6/per task | Moving average (3 samples) 2nd Butt BP 0.5-100Hz | - | TRUE | FALSE | Homogeneous Single-brain approach | Operant Conditioning Selective Attention | SCP SSEP | Operant Visual | Sequential | Synchronous | Adaptive Learning | TRUE | FALSE | FALSE | Mental Task | Arithmetic Rotation Letter Composing Visual Counting | 1 (step: 0.25) | - | FFT-PSD BP θ (4-7Hz) BP ß (14-30Hz) | ANN | - | 64 (healthy) 61 (tetra) | SSVEP | Frqs.: 6, 13 & 16Hz | = | = | = | = | - | 80 (heatlhy) 71 (tetra) | Mental Task OR SSVEP | SSVEP or Mental task targets | Target Selection | - | -- 27 bits/min | - | Eyes closed detection defines which mode will be ued. Eyes closed for 1s, selects MT mode, for 2s, selects SSVEP, for more than 2s the system turns off. All EEG signals are processed the same, regardless of paradigm. Experiments with healthy and tetraplegic participants. Article rejected due to lack of synergy between paradigms (no common goal that orients both paradigms). Article mostly focused on the build of the hardware.
100 | Riccio et al. | Hybrid P300-Based Brain-Computer Interface to Improve Usability for People With Severe Motor Disability: Electromyographic Signals for Error Correction During a Spelling Task | 2015 | TRUE | FALSE | 8 <3> | 28 ± 7 <50.3 ± 2.62*> | Healthy <Motor Impaired> | g.USingle-Brain Approachmp | 256Hz | EEG EMG | 2022-08-01 | 1 | 21 ? | - | QualiWorld | TRUE | FALSE | Heterogeneous Multi-physiological | Selective Attention | ERP | Visual | Sequential | Synchronous | Same subject calibration | FALSE | FALSE | FALSE | P300 | ? symbols | 0.8* | DS by 3 | - | SWLDA | - | 70.3* (52 - 84.5) | Muscle contraction | Thresholds were set manually by operator | Variable, depending on the thresholds | Linear envelope | - | Threshold detection | - | - | Target Selection | Speller (undefined number of symbols) | Speller (keyboard) | 100* (84.5 - 100) | 12 | NASA TLX One question Likert Scale | System utilizes a P300 speller that can correct characters using EMG (within a timeframe after selection). No filtering is specified in this paper. SWLDA is used to classify P300 and threshold detection (set manually) to classify EMG. Experiment is done with healthy and impaired participants. Restults refer to healthy participants. No quantitative results for impared users (only qualitative) (accuracy results are shown in a graph). All results are medians instead of averages. This is a feasibility study, therefore it will not be included as there are many replicability flaws (num of target, interface details, etc).
18 | Choi and Jo | A Low-Cost EEG System-Based Hybrid Brain-Computer Interface for Humanoid Robot Navigation and Recognition | 2013 | TRUE | FALSE | 5 | 23.4±3.8 | Healthy | Emotiv Epoc | 128 | EEG | 14 |  | 20 |  | Matlab | TRUE | FALSE | Homogeneous Single-brain approach | Selective Attention Operant conditioning | SSEP ERP | Visual | Sequential | Asynchronous | Same subject calibration | FALSE | FALSE | FALSE | MI | 1 command. Foot mov. recomm., but up to the participant | 2s (Step: 250ms, overlap: 0s) | BP 8-30Hz | CSP | SVM | 84.6 | - | SSVEP | Frqs.: 12 and 15Hz | 2s (Step: 250ms, overlap: 0s) | 5th Butt BP 4-50Hz | - | CCA | 84.4 | - | Target Selection |  | Humanoid Robot | - | 18.1 | - | System used the SSVEP and ERD for movement of the robot and P300 for the selection of the objects via computer vision. For SSVEP-ERD, an SVM fusion was used to select among SSVEP commands or ERD command. Does not provide online accuracy results...
141 | Tang et al. | Toward Brain-Actuated Mobile Platform | 2019 | TRUE | FALSE | 4 | 25-30 | Healthy | Actichamp | 200 | EEG | 15 | 2 | 150 (offline - MI) 720 (offline - P3) | BP 0.01-45Hz | - | TRUE | FALSE | Homogeneous Single-brain approach | Selective Attention Operant Conditioning | ERP SMR | Visual Operant | Sequential | Asynchronous | TRUE | TRUE | FALSE | FALSE | MI | Left- & right hand Sequential commands LL - Turn Left RR - Turn Right LR - Move Left RL - Move Right L - Move Forward R - Stop Command is only valid when maintained for more than 2s | 2 (step: 0.1) | BP 8-20Hz | CSP | LDA | 87.5 | 86.5 | P300 | 3x2 Selection task (user picks target) and idle-task (no action required so baseline can be captured) | 0.6 | - | - | SWLDA | - | 90.3 | Target Selection + MI task | Screen shows which system is active. MI drives wheelchair step by step and P300 selects automated tasks | Wheelchair | MI: 86.5 P300: 90.3 | - | - | System uses P300 and MI separately in a smart system. P300 and MI are processed separately and classified on their own. If one command is being yielded, it overrides the other paradigm. Experiments allow user to move around testing area and select/control items. Unfortunately, there is no synergy between paradigms.
1 | Rezeika et al. | 30-Targets Hybrid BNCI Speller Based on SSVEP and EMG | 2018 | FALSE | FALSE | 8 | 28.38±3.74 | Healthy | g.USingle-Brain Approachmp | 128 Hz | EEG sEMG | 2022-08-02 | 4 Pre-def 2 Free | ? | BP 2-60Hz N 50Hz |  | TRUE | FALSE |  |  |  |  | TRUE |  | FALSE | FALSE | FALSE | FALSE | SSVEP | Frqs: 6.1 - 11.8 Hz | 250 ms (32 samples) | - | Window len.: 3, 4.5, 5 & 6s | Minimum Energy Combination (MEC) <One classifier per window len> | - | - Pre-def.: 93.04, 92.44 - Free: 93.83 | sEMG | Threshold = 50 | 250 ms (32 samples) | - | Absolute Average | Threshold | - | - | Target Selection | 30 targets | Speller | - Pre-def.: 100, 92.37 - Free: 93.75 | - Pre-def.: 37.37, 33.41 - Free: 31.05
3 | Bai et al. | A brain computer interface-based explorer | 2015 | TRUE | FALSE | 5 |  |  |  |  | EEG |  | FALSE | FALSE |  |  | TRUE | FALSE |  |  |  |  | FALSE | [5 empty] | P300 | [7 empty] | MI | [7 empty] | Target Selection |  | Explorer Mouse | - |  |  | No final classification
4 | Tianyou et al. | A Brain-computer Interface controlled Mail Client | 2013 | FALSE | FALSE | 3 |  |  |  |  | EEG |  | FALSE | FALSE |  |  | TRUE | FALSE |  |  |  |  | FALSE | [5 empty] | MI | [7 empty] | P300 | [7 empty] | Target Selection |  |  | - |  |  | No final classification
6 | Mao et al. | A Brain–Robot Interaction System by Fusing Human and Machine Intelligence | 2019 | TRUE | FALSE | 10 |  |  |  |  | EEG |  | FALSE | FALSE |  |  | TRUE | FALSE |  |  |  |  | FALSE | [5 empty] | P300 | [5 empty] | 90.83* | - | SSVEP | [5 empty] | 80.00* | - | Target Selection |  | Walking Robot |  |  |  | Online accuracy not provided Final resutls given in total number of commands needed for task completion (not acc)
13 | Xie et al. | A hybrid BCI (brain-computer interface) based on multi-mode EEG for words typing and mouse control | 2016 | TRUE | FALSE | Waiting on full-paper
17 | Shah et al. | A Hybrid Training-Less Brain-Machine Interface using SSVEP and EMG Signals | 2015 | FALSE | FALSE | - | [6 empty] | FALSE | FALSE | [36 empty] | No participants
19 | Mora et al. | A Multi-modal BCI System for Active and Assisted Living | 2016 | TRUE | FALSE | 10 | [6 empty] | FALSE | FALSE | [14 empty] | SSVEP | [7 empty] | Preliminary EMG | [13 empty] | Focused on device
20 | Almajidy et al. | A Multimodal 2D Brain Computer Interface | 2015 | FALSE | FALSE | 7 | 20-36 | Healthy | gUSB gUSB - | 256 Hz 256 Hz - | EEG tEEG NIRS | 2016-08-08 | TRUE | FALSE | 10th Butt: 8-30Hz 10th Butt: 8-30Hz 4th Butt: 0.01-0.5 Hz |  | TRUE | FALSE |  |  |  |  | TRUE |  | TRUE |  |  | TRUE | MI | [7 empty] | - | [7 empty] | MI task |  |  | 85.2 |  |  | Too much going on for a conference paper Not clear about online/offline results
22 | Haddad et al. | A novel digital speller based on a hybrid brain computer interface (hbci) ssvep with eye tracking | 2019 | TRUE | FALSE | 3 |  |  |  |  | EEG NIR (eye-tracking) |  | FALSE | FALSE |  |  | TRUE | TRUE | [10 empty] | SSVEP | [7 empty] | Eye-Gaze | [7 empty] | Target Selection |  |  | - |  |  | No valid final classification
26 | Lin et al. | A Novel Hybrid BCI Web Browser Based on SSVEP and Eye-Tracking | 2019 | FALSE | FALSE | 5 | 24.6 ± 1.5 | Healthy | Synamps2 Tobii 4C | 500Hz 90Hz | EEG Eye Gaze | 6 | FALSE | FALSE |  |  | TRUE | FALSE | [6 empty] | TRUE |  |  |  | SSVEP | [7 empty] | Eye-Gaze | [7 empty] | Target Selection |  | Browser | 88.5 |  |  | How was the system trained? How many trials? How was accuracy counted?
28 | Sun et al. | A Novel Multimodal Approach for Hybrid BrainComputer Interface | 2020 | TRUE | FALSE | 29 |  |  |  |  | EEG NIRS |  | FALSE | FALSE
29 | Saravanakumar & Ramasubba | A Novel Visual Keyboard System for Disabled People/Individuals using Hybrid SSVEP Based Brain Computer Interface | 2018 | FALSE | FALSE | 10 |  |  |  |  | EEG VOG |  | FALSE | FALSE |  |  | TRUE | TRUE | [10 empty] | SSVEP | [7 empty] | VOG | [7 empty] | Target Selection |  |  | 90.46 | 65.98
30 | Yu et al. | A self-paced brain–computer interface speller by combining motor imagery and P300 potential | 2016 | FALSE | FALSE | 11 | 23-30 | Healthy | Brain Products | 200Hz | EEG | 18 | FALSE | FALSE | Notch 50Hz BP 8-34Hz |  | TRUE | FALSE |  |  |  |  | FALSE |  | TRUE | TRUE |  | FALSE | MI | [7 empty] | P300 | [7 empty] | State Selection + Target Selection |  |  | P300: - 92.93 MI: - L-Hand: 85.56 - R-Hand: 86.46 |  |  | MI used only as ON/OFF switch Offline trials poorly explained No discussion
31 | Erwei et al. | A Speedy Hybrid BCI Spelling Approach Combining P300 and SSVEP | 2014 | TRUE | FALSE | 14 |  |  |  |  | EEG |  | FALSE | FALSE |  |  | TRUE | FALSE | [10 empty] | SSVEP | [7 empty] | P300 | [10 empty] | -?
32 | Bi et al. | A SSVEP Brain-computer Interface with the Hybrid Stimuli of SSVEP and P300 | 2013 | FALSE | FALSE | 3 |  |  |  |  | EEG |  | FALSE | FALSE | [14 empty] | SSVEP | [7 empty] | P300
43 | Choi et al. | An EOG/EEG-Based Hybrid Brain-Computer Interface for Chess | 2018 | FALSE | FALSE | 5 |  | Healthy |  |  | EEG EOG |  | FALSE | FALSE |  |  | TRUE | FALSE | [10 empty] | EOG | [7 empty] | P300 or SSVEP | [7 empty] | Target Selection |  |  | EOG+SSVEP: - 96.3 & 85.8 EOG+P300: - 95.2 & 67.8 |  |  | SSVEP/P300 only used for confirmation No online results
44 | Kalaganis et al. | An error-aware gaze-based keyboard by means of a hybrid BCI system | 2018 | TRUE | FALSE | 10 |  |  |  |  | EEG EyeGaze |  | FALSE | FALSE |  |  | TRUE | TRUE | [10 empty] | EyeGaze | [7 empty] | ErrP | [7 empty] | Target Selection |  |  | 92.38 |  |  | EEG was used as a secondary input. ErrP used solely for correction
46 | Chen et al. | An Online Hybrid Brain-Computer Interface Combining Multiple Physiological Signals for Webpage Browse | 2015 | FALSE | FALSE | 5 |  |  |  |  | EEG |  | FALSE | FALSE | [14 empty] | SSVEP P300 OES-ME (Occlusion Evoked Scalp EMG)
47 | Park et al. | Application of EEG for Multimodal Human-Machine Interface | 2012 | FALSE | FALSE | 7 |  |  |  |  | EEG |  | FALSE | FALSE | [14 empty] | Concentration Arithmetic Eye-closing
48 | Zhang et al. | Asynchronous eye-tracking-actuated switch for steady-state visual evoked potential based brain-computer interface applications | 2019 | FALSE | FALSE | 4 |  |  |  |  | EEG |  | FALSE | FALSE |  |  | TRUE | FALSE | [10 empty] | SSVEP | [7 empty] | EyeGaze | [7 empty] | Target Selection |  |  | - Hybrid: 91.67 - Control group: 81.25 | - |  | EyeGaze only used as a switch
49 | Riechmann et al. | Asynchronous, parallel on-line classification of P300 and ERD for an efficient hybrid BCI | 2011 | FALSE | FALSE | 4 |  |  |  |  | EEG | [5 empty] | TRUE | FALSE | [10 empty] | P300 | [7 empty] | MI | ERD | [6 empty] | Target Selection |  |  | 82
50 | Arnil et al. | BCI-Based Assistive Robot Arm | 2013 | FALSE | FALSE | 3 |  |  |  |  | EEG EOG | [5 empty] | FALSE | FALSE | [6 empty] | TRUE | FALSE |  |  | MI
51 | Kuffuor & Samanta | Brain Computer Interface Using Motor Imagery and Facial Expressions to Control a Mobile Robot | 2018 | FALSE | FALSE | 3 |  |  |  |  | EEG EMG | [5 empty] | TRUE | FALSE | [10 empty] | MI | [7 empty] | Facial Expressions | [10 empty] | ??
52 | Lamti et al. | Cerebral and gaze data fusion for wheelchair navigation enhancement: case of distracted users | 2018 | TRUE | FALSE | 5 |  | Paraplegic |  |  | EEG EyeGaze | [5 empty] | TRUE | FALSE | [10 empty] | Eye Gaze |  |  |  | Horizontal & vertical deviations Horizontal & vertical deviation changes |  |  |  | SSVEP |  |  |  | PSD (DFT) | Threshold detection |  |  | Gaze + Target Selection |  |  | - No distraction: 98.8 - Objects: 97.26 - Talking: 98.36 |  |  | Main system is Eye Gaze. SSVEP is only used for confirmation and distraction detection. Not a valid hBCI.
54 | Hortal et al. | Combining a Brain–Machine Interface and an Electrooculography Interface to perform pick and place tasks with a robotic arm | 2015 | TRUE | FALSE | 5 |  |  |  |  | EEG EOG | [5 empty] | TRUE | FALSE | [10 empty] | MI Concentration Task | [7 empty] | EOG | [7 empty] | RW Object Selection |  |  | -
55 | Ko & Ranga | Combining CCA and CFP for Enhancing the Performance in the Hybrid BCI System | 2015 | FALSE | FALSE | 8 |  |  |  |  | EEG |  | - |  |  |  | ? | ? | [10 empty] | MI | [7 empty] | SSVEP | [7 empty] | MI task + Target Selection |  |  | 96.1
57 | Wang et al. | Continuous Shared Control for Robotic Arm Reaching Driven by a Hybrid Gaze-Brain Machine Interface | 2018 | FALSE | FALSE | 6 | 24.5 ± 0.8 | ? | Emotiv EPOC+ Tobii EyeX | 128Hz 60Hz | EEG EyeGaze | [5 empty] | TRUE | FALSE | [6 empty] | TRUE | TRUE |  |  | MI | [7 empty] | EyeGaze | [7 empty] | MI task + EyeGaze |  | Robotic Arm | - Offline: 85.1 - Online: ??? |  |  | Too much going on Has online experiment but no online evaluation
58 | Peng et al. | Control of a nursing bed based on a hybrid brain-computer interface | 2016 | FALSE | FALSE | 8 |  |  |  |  | EEG | [5 empty] | TRUE | FALSE | [6 empty] | Yes |  |  |  | SSVEP | [7 empty] | P300 | [7 empty] | Target Selection |  | Nursing Bed | 93.75 |  |  | Hybrid only used for ON/OFF swtich
59 | Yu et al. | Control of a Quadcopter with Hybrid Brain-Computer Interface | 2019 | FALSE | FALSE | 1 |  |  |  |  | EEG | [17 empty] | Eye actions | [7 empty] | Head Movement | [9 empty] | Quadcopter
60 | Kubacki & Jakubowski | Controlling the industrial robot model with the hybrid BCI based on EOG and eye tracking | 2018 | TRUE | FALSE | 3 | [6 empty] | FALSE | FALSE | [36 empty] | No valid final results
61 | Khan et al. | Decoding of four movement directions using hybrid NIRS-EEG brain-computer interface | 2014 | TRUE | FALSE | 12 |  |  |  |  | EEG NIRS |  | TRUE | FALSE |  |  | FALSE | TRUE | [9 empty] | TRUE | Arithmetic Subtractions | HbO/HbR | [6 empty] | Motor Execution (figer tapping) | [7 empty] | (article solely focuses on discrimination of 'tasks')
63 | Kucukyildiz et al. | Design and Implementation of a Multi Sensor Based Brain Computer Interface for a Robotic Wheelchair | 2017 | TRUE | FALSE | 4 |  |  |  |  | EEG EMG Video | [5 empty] | TRUE | FALSE | [6 empty] | Yes for EMG Yes for EEG |  |  |  | MI | [7 empty] | EMG | [10 empty] | - |  |  | Uses sensitivity instead of Accuracy
65 | Choi et al. | Developing a Motor Imagery-Based Real-Time Asynchronous Hybrid BCI Controller for a Lower-Limb Exoskeleton | 2020 | TRUE | FALSE | 10 |  |  |  |  | EEG | [5 empty] | TRUE | FALSE | [6 empty] | TRUE | FALSE |  | TRUE | MI | [7 empty] | Triple Eye Blink ??? | [7 empty] | MI task |  |  | - GvN: 86.7 - GvS: 84.4 |  |  | Eye blinks are just used to switch decoder on and off
66 | Lin et al. | Development of a High-speed Mental Spelling System Combining Eye Tracking and SSVEP-based BCI with High Scalability | 2019 | FALSE | FALSE | 5 | 23.3 | Healthy | Synamps2 Tobii 4C | 500Hz 90Hz | EEG EyeGaze | 3 | FALSE | FALSE |  |  | TRUE | FALSE |  |  |  |  | FALSE |  | Eye-tracker only |  |  |  | SSVEP | - SSVEP only: 8 to 15.8, intervals of 0.2Hz - Hybrid: 12 to 20, intervals of 1Hz | 1 | [5 empty] | EyeGaze | [7 empty] | Target Selection |  | Speller | - SSVEP: 48.4 - Hybrid: 92.1 | - SSVEP: 64.4 - Hybrid: 180.8 |  | Poor explanation of number of trials No explanation of how wrongly selected characters would be treated
67 | Lee et al. | Development of a Hybrid Mental Speller Combining EEG-Based Brain-Computer Interface and Webcam-Based Eye-Tracking | 2013 | FALSE | FALSE | 10 |  |  |  |  | EEG EyeGaze |  | FALSE | FALSE |  |  | TRUE | FALSE | [10 empty] | SSVEP | [7 empty] | EyeGaze | [7 empty] | Target Selection |  | Speller | -
68 | Lim et al. | Development of a hybrid mental spelling system combining SSVEP-based brain–computer interface and webcam-based eye tracking | 2015 | TRUE | FALSE | 10 |  |  |  |  | EEG EyeGaze |  | FALSE | FALSE |  |  | TRUE | FALSE | [10 empty] | SSVEP | [7 empty] | EyeGaze | [7 empty] | Target Selection |  | Speller | -
69 | Punsawad & Wongsawat | Enhancement of Steady-State Visual Evoked Potential-Based Brain–Computer Interface Systems via a Steady-State Motion Visual Stimulus Modality | 2017 | TRUE | FALSE | 7 | 23 ± 1.6 | Healthy | Biopac | 200Hz | EEG |  | TRUE | FALSE |  |  | TRUE | FALSE |  |  |  |  | - |  | TRUE |  |  |  | mVEP (SSVEP) | [7 empty] | Alpha ryhthm | [7 empty] | Target Selection |  | Wheelchair | 85.6 |  |  | Not a valid hBCI Too many experiments at once No explanation about trials nVEP idea is great though!
70 | Yang et al. | Exploration of a Hybrid Design Based on EEG and Eye Movement | 2017 | FALSE | FALSE | 5 | 24±3.13 | Healthy | 128 120 | EPOC Tobii X120 | EEG EyeGaze | 14 - |  |  |  | OpenVibe | FALSE | TRUE |  |  |  |  | TRUE |  |  |  |  | FALSE | MI |  |  |  |  | STFT |  |  | Eye Gaze | Look right or left |  | Kalman filter (remove blinking) |  |  |  |  | MI task |  |  | 86.1 |  |  | Poorly written paper. Lack of basic information about trials, sessions and samples. Confusing when explaning about feature extraction and classification.
71 | Bai et al. | Explorer Based On Brain Computer Interface | 2014 | FALSE | FALSE | 5 |  |  |  |  | EEG |  | FALSE | FALSE |  |  | TRUE | FALSE | [10 empty] | P300 | [7 empty] | MI | [7 empty] | Target Selection + MI task |  | Explorer | -
74 | Crea et al. | Feasibility and safety of shared EEG/EOG and vision-guided autonomous whole-arm exoskeleton control to perform activities of daily living | 2018 | TRUE | FALSE | 7 | 30±8 | Healthy |  |  | EEG EOG | 5 |  |  |  |  | TRUE | FALSE |  |  |  |  | FALSE | [5 empty] | MI | [7 empty] | HOV | [7 empty] | HOV + MI task |  | Arm and hand exoskeleton | -
75 | Zhang et al. | Feature Extraction and Classification Algorithm of Brain-computer Interface Based on Human Brain Central Nervous System | 2018 | TRUE | FALSE | Waiting on full-paper
76 | Mercado et al. | Hybrid BCI Approach to Control an Artificial Tibio-Femoral Joint | 2016 | FALSE | FALSE | 1 | 25
77 | Peyton et al. | Hybrid BCI for Controlling a Robotic Arm over an IP Network | 2015 | FALSE | FALSE | 13 | [44 empty] | Not a valid hBCI (SSVEP is only a switch) No algorithm information
78 | Achic et al. | Hybrid BCI System to Operate an Electric Wheelchair and a Robotic Arm for Navigation and Manipulation Tasks | 2016 | FALSE | FALSE | 4 | 22-29 | Healthy |  |  | EEG Gyroscope | [11 empty] | FALSE | [5 empty] | Head Movement | [7 empty] | SSVEP | [13 empty] | Not hybrid
79 | Mora et al. | Hybrid BCI Systems as HCI in Ambient Assisted Living Scenarios | 2016 | TRUE | FALSE | 2 |  |  |  |  | EEG EMG | [17 empty] | EEG | [7 empty] | EMG | [10 empty] | 94.4 | - |  | Proof of concept Uses EMG as a switch
80 | Mouli & Palaniappan | Hybrid BCI Utilising SSVEP and P300 Event Markers for Reliable and Improved Classification Using LED Stimuli | 2017 | FALSE | FALSE | 5 | 23-46 | Healthy |  |  | EEG | 2 |  |  |  |  | FALSE | TRUE | [32 empty] | Poor procedures
81 | Dong et al. | Hybrid Brain Computer Interface via Bayesian Integration of EEG and Eye Gaze | 2015 | FALSE | FALSE | 5 | 24 | Healthy | Neuroscan Tobii X60 | 512Hz 60Hz | EEG Eye Gaze |  | TRUE | FALSE | 8th IIR BP 7-30Hz |  | TRUE | FALSE |  |  |  |  | TRUE |  | TRUE |  |  |  | MI | [7 empty] | Eye Gaze | [7 empty] | MI Task + Eye Gaze trajectory |  | Cursor | 80? | - |  | Results presented in bad format Lack of method explanation for online trials
84 | Singla | Hybrid Brain-Computer Interface Paradigm - A Study | 2018 | TRUE | FALSE | Waiting on full-paper
86 | Fiederer et al | Hybrid Brain-Computer-Interfacing for Human-Compliant Robots: Inferring Continuous Subjective Ratings With Deep Regression | 2019 | TRUE | FALSE | 3 | 26.67 | Healthy |  |  | EEG Respiration ECG | [39 empty] | Results are not what we are looking for
87 | Kim et al. | Hybrid EEG and Eye Movement Interface to Multi-Directional Target Selection | 2013 | FALSE | FALSE | 3 | [44 empty] | Results are not what we are looking for
88 | Pascual et al. | Hybrid EEG-Based BCI User Interface for Action Selection | 2013 | FALSE | FALSE | 12 | [16 empty] | FALSE | [27 empty] | Shallow methodology
89 | Punsawad et al. | Hybrid EEG-EOG Brain-Computer Interface System for Practical Machine Control | 2010 | FALSE | FALSE | 3 | - | Healthy |  |  | EEG EOG | [39 empty] | Using EEG only for stop (closing eyes), move forward (think about going forward), and no action based on alpha waves Only 3 participants?
90 | Yang et al, | Hybrid EEG-EOG System for Intelligent Prosthesis Control based on Common Spatial Pattern Algorithm | 2016 | FALSE | FALSE | 5 | 24.4 | Healthy | Neuroscna | 128Hz | EEG EOG | 15 |  |  | FIR BP 8-30Hz |  | TRUE | FALSE |  |  |  |  | FALSE |  |  |  |  | Quiet Lab | MI | [7 empty] | Blink | [7 empty] | Target Selection |  | Robotic arm | 91.1 |  |  | Poor explanation of experiment No mention of training datasets Not clear if double blink closes hand or only chooses hand to be closed with MI
91 | Chuysud and Punsawad | Hybrid EEG-fEMG based Human-Machine Interface for Communication and Control Applications | 2019 | FALSE | FALSE | 6 | 22 ± 2.8 | Healthy |  |  | EEG fEMG | [5 empty] | TRUE | FALSE | [6 empty] | TRUE | [25 empty] | EEG used only for attention purposes (alpha freq. -> on or off)
93 | Khan et al. | Hybrid EEG-fNIRS based quadcopter control using active prefrontal commands | 2017 | FALSE | FALSE | 5 | 31 | Healthy | Emotive ISS | 128 15.625 | EEG fNIRS | 14 16 |  |  |  |  | TRUE | FALSE |  |  |  |  | TRUE |  | TRUE |  |  |  | EEG | [7 empty] | fNIRS | [7 empty] | Mental tasks |  | Drone | 84 | - |  | No online results No number of sessions and total number of trials No specification of % of training/validation data
95 | Khan et al. | Hybrid EEG-NIRS based active command generation for quadcopter movement control | 2016 | FALSE | FALSE | 3 | 30 | Healthy |  |  | EEG fNIRS | [39 empty] | Only three subjects
96 | Khan et al. | Hybrid EEG-NIRS based BCI for quadcopter control | 2015 | FALSE | FALSE | 3 | 27 | Heatlhy |  |  | EEG fNIRS | [39 empty] | Only three subjects
97 | Shin et al. | Hybrid EEG-NIRS Brain-Computer Interface Under Eyes-Closed Condition | 2017 | FALSE | FALSE | 7 | - | Heatlhy |  |  | EEG NIRS | [5 empty] | FALSE | TRUE |  |  |  |  | TRUE | [27 empty] | Methodology not well explained
99 | Want et al. | Hybrid Gaze/EEG Brain Computer Interface for Robot Arm Control on a Pick and Place Task | 2015 | FALSE | FALSE | 8 | 24 | Healthy |  |  | EEG Eye Gaze | [5 empty] | TRUE | FALSE |  |  |  |  | TRUE | [5 empty] | MI | [7 empty] | Eye Gaze | [7 empty] | Mental Task |  | Robotic arm | - |  |  | Only preliminary results
101 | Punsawad and Wongsawat | Hybrid SSVEP-Motion Visual Stimulus based BCI System for Intelligent Wheelchair | 2013 | FALSE | FALSE | [45 empty] | System too complex and poorly explained
102 | Kim et al. | Hybrid-BCI Smart Glasses for Controlling Electrical Devices | 2015 | FALSE | FALSE | 4 | 25 ± 2 | Healthy |  |  | EEG Eye Gaze | [5 empty] | FALSE | TRUE |  |  |  |  | TRUE |  | TRUE |  |  |  | SSVEP | [7 empty] | Eye Gaze | [7 empty] | Target Selection |  | Remote Controle | - |  |  | Results only for training data
104 | Shin et al. | Improvement of Information Transfer Rates Using a Hybrid EEG-NIRS Brain-Computer Interface with a Short Trial Length: Offline and Pseudo-Online Analyses | 2018 | TRUE | FALSE | 10 | 27.6 ± 4.9 | Healthy |  |  | EEG NIRS | [5 empty] | Pseudo-online | TRUE |  |  |  |  | TRUE |  | TRUE | TRUE |  |  | NIRS | [7 empty] | EEG | [7 empty] | Mental tasks |  | - | 85.8 (MA vs BL) 79.8 (WC vs BL) |  |  | Does not present result of the system as a whole, only individual paradigms
105 | Lee et al. | Improving the Performance of Brain-Computer Interface Using Multi-modal Neuroimaging | 2013 | FALSE | FALSE | 14 | 20-30 | Healthy | BrainAmp NIRScout | 1000Hz 6.25Hz | EEG NIRS | 37 24 |  |  |  |  | Pseudo-online | TRUE |  |  |  |  | TRUE |  | TRUE | TRUE |  |  | MI | [7 empty] | - | [7 empty] | MI Task |  |  | 62.5 |  |  | Not clear if results are offline or pseudo-online Number of trials not provided
107 | Corsi et al. | Integrating EEG and MEG Signals to Improve Motor Imagery Classification in Brain-Computer Interface | 2019 | TRUE | FALSE | 15 | 28.13 ± 4.10 | Healthy |  |  | EEG MEG | [5 empty] | TRUE | [5 empty] | TRUE |  | TRUE |  |  |  | MI | [7 empty] | - | [10 empty] | AUC |  |  | Uses AUC and not Accuracy
108 | Huang et al. | Integrating EEG Information Improves Performance of Gaze Based Cursor Control | 2013 | FALSE | FALSE | 2 | [44 empty] | Only two subjects
109 | Li et al. | Interaction Study of SSVEP and P300 in Electroencephalogram | 2016 | FALSE | FALSE | [45 empty] | Abstract only
111 | Krol et al. | Meyendtris: A hands-free, multimodal tetris clone using eye tracking and passive BCI for intuitive neuroadaptive gaming | 2017 | FALSE | FALSE | [45 empty] | No results
112 | Almajidy et al. | A Multimodal 2D Brain Computer Interface | 2015 | FALSE | FALSE | 7 | 20-36 | Healthy |  |  | EEG NIRS tEEG | [5 empty] | FALSE | TRUE |  |  |  |  | TRUE | [5 empty] | MI | [7 empty] | - | [7 empty] | MI Task |  |  | 85 |  |  | Methods are confusing
113 | Hong | Multimodal brain-computer interface combining synchronously electroencephalography and electromyography | 2017 | TRUE | FALSE | Waiting for full text
114 | Maye et al. | Multimodal Brain-Computer Interfaces | 2011 | TRUE | FALSE | [45 empty] | No participants reported
115 | Iáñez et al. | Multimodal human-machine interface based on a Brain-Computer Interface and an electrooculography interface | 2011 | FALSE | FALSE | 3 | 25-35 | [43 empty] | Not enough participants
116 | Yeom et al. | Multimodal Imaging Technique for Rapid Response Brain-Computer Interface Feedback | 2013 | FALSE | FALSE | 14 | 20-30 |  |  |  | EEG NIRS | [11 empty] | TRUE | [5 empty] | MI | [7 empty] | - | [13 empty] | Methods too short
117 | Khalaf et al. | Mutual Information for Transfer Learning in SSVEP Hybrid EEG-fTCD Brain-Computer Interfaces | 2019 | FALSE | FALSE | 11 | 25-32 (27.64±1.96) | Healthy | g.USingle-Brain Approachmp SONARA TCD | 256Hz 2MHz | EEG fTCD | 16 2 |  |  |  |  | FALSE | TRUE |  |  |  |  | TRUE |  | FALSE |  |  |  | WG and MR | [7 empty] | SSVEP | [7 empty] | Target Selection |  | - | 92.22* |  |  | Same as Khalaf et al., 2020
118 | Gao et al. | Noninvasive Electroencephalogram Based Control of a Robotic Arm for Writing Task Using Hybrid BCI System | 2017 | TRUE | FALSE | 8 | 23.62 ± 1.06 | Healthy |  |  | EEG EMG | [5 empty] | FALSE | TRUE |  |  |  |  | FALSE |  |  | TRUE |  |  | MI | [7 empty] | SSVEP + Teeth clenching | [7 empty] | MI Task + Target Selection |  | Robotic Arm | - |  |  | Doesn't have the final hBCI accuracy Results poorly described No values, only graphs
119 | Shahid et al. | On fusion of heart and brain signals for hybrid BCI | 2011 | FALSE | FALSE | 6 | 28 | Healthy |  |  | EEG ECG | [5 empty] | FALSE | TRUE |  |  |  |  | TRUE |  | TRUE | TRUE |  | TRUE | MI | [7 empty] | - | [7 empty] | MI Task |  | - | 85.44*
120 | Verma et al. | Performance Investigation of Brain-Computer Interfaces that Combine EEG and fNIRS for Motor Imagery Tasks | 2019 | FALSE | FALSE | 9 | 31 | Healthy |  |  | EEG fNIRS | [5 empty] | FALSE | TRUE |  |  |  |  | TRUE | [5 empty] | MI | [7 empty] | - | [7 empty] | MI Task |  | - | 80 |  |  | Feedback (avatar) not explained Few trials
122 | DelPreto et al. | Plug-and-play supervisory control usingmuscle and brain signals for real-time gesture and error detection | 2020 | TRUE | FALSE | 7 | - | Healthy |  |  | EEG EMG | [5 empty] | TRUE | TRUE |  |  |  |  | FALSE |  | TRUE |  |  |  | ErrP | [7 empty] | Hand Gesture | [7 empty] | Hand Task + Unconcisous ErrP |  | Robotic Arm | ? |  |  | No clear final results
123 | Faller et al. | Prototype of an auto-calibrating, context-aware, hybrid brain-computer interface | 2012 | FALSE | FALSE | 3 |  | Healthy |  |  | EEG Mouth Joystick
124 | Kim et al. | Quadcopter flight control using a low-cost hybrid interface with EEG-based classification and eye tracking | 2014 | TRUE | FALSE | 5 | 24.44 ± 3.02 | Healthy |  |  | EEG Eye Gaze | [5 empty] | TRUE | [7 empty] | TRUE | [22 empty] | AUC |  |  | Final result in AUC
126 | Chen et al. | Quadcopter robot control based on hybrid brain-computer interface system | 2020 | TRUE | FALSE | 4 | - | Healthy |  |  | EEG EOG | [5 empty] | TRUE | FALSE |  |  |  |  | FALSE |  | TRUE |  |  |  | EOG | [7 empty] | EEG | [7 empty] | Target Selection + MI Task |  | Drone | ? |  |  | EEG is not the main input Final result not clear Few participants
127 | Kim et al. | Quantitative Evaluation of a Low-Cost Noninvasive Hybrid Interface Based on EEG and Eye Movement | 2015 | TRUE | FALSE | [45 empty] | Doesn't use accuracy to evaluate the final system Uses Fitt's law instead...?
128 | Han & Guo | Research on hybrid BCI system combined SSVEP and SSA | 2019 | TRUE | FALSE | Article in Chinese
129 | Bain et al. | Research on Multi-modal Human-machine Interface for Aerospace Robot | 2015 | FALSE | FALSE | 10 | 24 | Healthy | [42 empty] | Poor methodology
130 | Wang et al. | Robotic arm control using hybrid brain-machine interface and augmented reality feedback | 2017 | FALSE | FALSE | 5 | 24.3 ± 0.9 | Healthy |  |  | EEG Eye Gaze | [36 empty] | ? |  |  | Doesn't use accuracy to evaluate final system
131 | Malechka et al. | SBCI-headset-wearable and modular device for hybrid brain-computer interface | 2015 | TRUE | FALSE | 5 | 30.8 ± 7.4 | Healthy | Porti 32 2 cameras |  | EEG VOG | 8 - |  |  |  |  | TRUE | FALSE |  |  |  |  | FALSE |  | Same subject calibration | TRUE |  |  | Eye Task | Dwell time for selection 1.5-3s |  | Computer Vision finds pupil centre |  |  |  |  | SSVEP | Frqs.: 13, 14, 15 & 16Hz | 2 (step: 0.125) | MEC | Power Spectrum Absolute relative probability |  |  |  | Target Selection + Eye Gaze |  | GUI | SSVEP: 96.3 |  |  | System is focused on the development of the multi-input system. Technicalities are not detailed and structure of the paper is confusing. No final classification for hybrid system. Only the SSVEP system has accuracy while VOG and MI do not have performance results other than selction time.
133 | Pfurtscheller et al. | Self-Paced Operation of an SSVEP-Based Orthosis With and Without an Imagery-Based “Brain Switch:” A Feasibility Study Towards a Hybrid BCI | 2010 | TRUE | FALSE | 6 | 26.1 ± 2.9 | Healthy |  |  | EEG | [39 empty] | Uses MI only as a switch
135 | Nayak et al. | Target Classification in a Novel SSVEP-RSVP Based BCI Gaming System | 2019 | FALSE | FALSE | [45 empty] | Same research as Ko et al., 2020
137 | Ma et al. | The hybrid BCI system for movement control by combining motor imagery and moving onset visual evoked potential | 2017 | TRUE | FALSE | 7 | 23-29 | ? |  |  | EEG | [5 empty] | TRUE | TRUE |  |  |  |  | FALSE |  | TRUE |  |  |  | MI | [7 empty] | mVEP | [7 empty] | Target Selection + MI task |  | Cursor | 84.3 77.4 |  |  | Has only offline results, although it has online experiments Maybe include in offline section?
138 | Yu et al. | Toward a Hybrid BCI: Self-Paced Operation of a P300-based Speller by Merging a Motor Imagery-Based “Brain Switch” into a P300 Spelling Approach | 2017 | TRUE | FALSE | 11 | 26.2 | Healthy |  |  | EEG | [5 empty] | TRUE | [7 empty] | FALSE | [25 empty] | MI was used only as an on/off switch
142 | Loughnane et al. | Towards a gaze-independent hybrid-BCI based on SSVEPs, alpha-band modulations and the P300 | 2014 | FALSE | FALSE | 3 | 22-32 | Healthy |  |  | EEG | [39 empty] | Only 3 participants
143 | Wang et al. | Towards a Hybrid BCI Gaming Paradigm Based on Motor Imagery and SSVEP | 2018 | TRUE | FALSE | 10 | 24.6 | Healthy |  |  | EEG | [5 empty] | TRUE | FALSE |  |  |  |  | FALSE |  | TRUE |  |  | FALSE | MI | [7 empty] | SSVEP | [7 empty] | Target Selection + MI task |  | Game (Tetris) |  |  |  | Only offline results...
144 | Villa-Parra et al. | Towards a robotic knee exoskeleton control based on human motion intention through EEG and sEMGsignals | 2015 | FALSE | FALSE | 4 | [41 empty] | - |  |  | Only 4 subjects No valid results No classification, only frequency analysis
145 | Postelnicu et al. | Towards Hybrid Multimodal Brain Computer Interface for Robotic Arm Command | 2019 | TRUE | FALSE | 3 | 22.33 ± 2.05 | Healthy |  |  | EEG Eye Gaze | [17 empty] | SSVEP | [7 empty] | - | [9 empty] | Robotic Arm | ? |  |  | No results Only 3 subjects
146 | Meena et al. | Towards increasing the number of commands in a hybrid braincomputer interface with combination of gaze and motor imagery | 2015 | FALSE | FALSE | 7 | 28.7 ± 4.2 | Healthy |  |  | EEG Eye Gaze | [5 empty] | FALSE | TRUE |  |  |  |  | TRUE |  | TRUE |  |  |  | Eye Gaze | [7 empty] | MI | [7 empty] | Target Selection + MI task |  | Cursor |  |  |  | EEG is not the main input Poor methodology Final results are confusing
147 | Khalaf et al. | Towards optimal visual presentation design for hybrid EEG - FTCD brain-computer interfaces | 2018 | TRUE | FALSE | 11 | 25-32 | Healthy | g.USingle-Brain Approachmp SONARA TCD | 256Hz 2MHz | EEG fTCD | 16 2 |  |  |  |  | FALSE | TRUE |  |  |  |  | TRUE |  | FALSE | [25 empty] | Same as Khalaf et al., 2020
148 | Bertomeu-Motos et al. | User activity recognition system to improve the performance of environmental control interfaces: a pilot study with patients | 2019 | TRUE | FALSE | 8 | 37 ± 15 | SPI Neruological Diseases | Neuroelectrics | 500Hz | EEG EOG | 2022-08-02 |  |  | LP BP 0.4-70Hz |  | TRUE | FALSE |  |  |  |  | FALSE |  | TRUE |  |  |  | MI | [7 empty] | EOG | [7 empty] | Target Selection |  | Virtual Home simulator | 80 |  |  | No method for signal processing No details for experiment procedure No clear results
149 | Han et al. | Write' but not 'spell' Chinese characters with a BCI-controlled robot | 2020 | FALSE | FALSE | 5 | 22-25 | Heatlhy |  |  | EEG | [5 empty] | TRUE | FALSE |  |  |  |  | TRUE |  | TRUE |  |  |  | P300 | [7 empty] | SSVEP | [7 empty] | Target Selection |  | Speller | 87.23 | 56.85

## Dataframe_ScopingReview
ID | Author | Title | Year | Pop_size | Diff_pop | Pop_age | Pop_cond | Acq_sys | General_cond_filt | Processing_software | Onl_exp | Offl_analysis | _Div_input | _Div_input_sp | _Mental_str | _Brain_sign | _Stim_mod | _Role_op | _Mode_op | Calib_type | Idle_state | Pay | Special_room | Diff_input_proc | Diff_sys_proc | In1 | In1_num_targets | In1_samp_len | In1_filtering | In1_feat_extr | In1_classif | In1_off_classif | In1_on_class | In2 | In2_num_targets | In2_samp_len | In2_filtering | In2_feat_extr | In2_classif | In2_off_classif | In2_on_class | Act_type | Num_commands | Num_steps_command_max | Control | On_ACC | ITR | Qualit_meas | Comments | UN_SYS
139 | Allison et al. | Toward a hybrid brain–computer interface based on imagined movement and visual attention | 2010 | 14 | 1 | 22.9 | Healthy | g.USBamp | B 0.5-100Hz | Graz rts BCI,MatLab | FALSE | TRUE | Homogeneous | Single-Brain Approach | Operant Conditioning,Selective Attention | SSEP,SMR | Visual | Simultaneous | Synchronous | Same subject calibration | FALSE | TRUE | TRUE | FALSE | FALSE | MI | 2 | 4 | 11 non-overlapping BP 8-30Hz (step: 2Hz) per channel DS by 25* | SFFS/LDA (sequential floating forward selection) (selects 5 best features) | 8s (step: 0.5s) Running Classifier LDA | 74.9 | - | SSVEP | 2 | 4 | 11 non-overlapping BP 8-30Hz (step: 2Hz) per channel DS by 25* | SFFS/LDA (sequential floating forward selection) (selects 5 best features) | 8s (step: 0.5s) Running Classifier LDA | 76.9 | - | Target Selection + MI task | 2 | 2 | Nothing | 81 | - | Two questions Likert scale | A hybrid system using MI and SSVEP is proposed. A screeen showed the target and two LED had flickering frequencies. The signal from all electrodes were processed equally. Two stages for selection were done. On the first, the SFFS/LDA method was used, where 11 band powers were generated and downsampled to extract only 21 samples per segment and then fed into an LDA classifier to normalize and optimize the features. In stage 2, a running classifier was chosen to select the best 0.5 segment for the LDA classifier and the optimized features extracted before (i.e. the power bands and channels) were applied to the best 0.5s segment. Eight runs were performed per participant. The first two were MI only, the other two were SSVEP only and the final four were hybrid. One online pilot experiment was done with one subject, but not enough results were generated to be included here. | 1
2 | Yang et al. | A Bipolar-Channel Hybrid Brain-Computer Interface System for Home Automation Control Utilizing Steady-State Visually Evoked Potential and Eye-Blink Signals | 2020 | 3 | 1 | 24 | Healthy | Cognionics | BP 1-50Hz | MatLab | TRUE | TRUE | Homogeneous | Single-Brain Approach | Selective Attention | SSEP | Visual | Sequential | Synchronous | Same subject calibration | FALSE | FALSE | FALSE | TRUE | FALSE | SSVEP | 6 | 2 | IIR BP 5-30Hz | STFT | CNN | 96.92 | 89.5833 | Eye Task | 2 | 2 | IIR BP 5-30Hz | STFT | CNN | 96.92 | 90.625 | Target Selection | 38 | 2 | Home automation | - | 146.67 | - | There is no Hybrid Online Classification. Both SSVEP and Eye-Blink were classified by the same CNN. Both were collected via EEG. | 1
56 | Yao et al. | Combining Motor Imagery With Selective Sensation Toward a Hybrid-Modality BCI | 2014 | 11 | 1 | 25 | Healthy | SynAmps2 | BP 0.5-70Hz N 50Hz | - | FALSE | TRUE | Homogeneous | Single-Brain Approach | Operant Conditioning | SMR | Operant | Simultaneous | Synchronous | Same subject calibration | FALSE | FALSE | TRUE | FALSE | FALSE | MI | 2 | 3 | 4th Butt BP 8-26Hz | CSP | LDA | 71.9 | - | SS | 2 | 3 | 4th Butt BP 8-26Hz | CSP | LDA | 72.6 | - | MI task + SS | 4 | 1 | Nothing | 83.1 | - | - | System measured MI and SS in an offline session. All the electrodes went through the same filtering, feature extraction and classifier. A single LDA classified all signals and the hybrid system is defined as the decoder of R-MI and L-SS. The other combinations had a lesser result. | 1
42 | Soekadar et al. | An EEG/EOG-based hybrid brain-neural computer interaction (BNCI) system to control an exoskeleton for the paralyzed hand | 2015 | 1 | 1 | 34 | Flaccid hand paralysis | MOVE | BP 0.4-70Hz | BCI2000 | FALSE | TRUE | Heterogeneous | Multi-Physiological | Operant Conditioning | SMR | Operant | Sequential | Synchronous | Same subject calibration | TRUE | FALSE | FALSE | TRUE | FALSE | MI | 1 | 5 | - | SMR-ERD | Threshold detection | 69.93 | - | Eye Task | 2 | - | - | Threshold | Threshold detection (two std below val) | - | - | MI task + Eye movement | 2 | 2 | Robot/Robotic Hand | 76.03 | - | - | This paper compares an MI system (single command) against an MI-EOG system (single command). The hybrid had the chance of correcting commands from MI using EOG. MI had a single command, to close the robotic hand through closing imagined motion, and EOG had a signle command of stopping and restarting robots position via right- or left-eye movement. Paper does lack to give some specific information like EOG sample window size, details of the paradigm and some technicalities in terms of trials. | 1
103 | Xu et al. | Implementing Over 100 Command Codes for a High-Speed Hybrid Brain-Computer Interface Using Concurrent P300 and SSVEP Features | 2020 | 10 | 1 | 21 to 26 | Healthy | SynAmps2 | BP 0.1-200Hz N 50Hz | MatLab,Psychotoolbox | TRUE | TRUE | Homogeneous | Single-Brain Approach | Selective Attention | SSEP,ERP | Visual | Simultaneous | Asynchronous | Same subject calibration | FALSE | FALSE | FALSE | FALSE | FALSE | SSVEP | 12 | 0.4 | Chsh Filterbank 1-92Hz (step: 11Hz) DS @ 250Hz | Channels: Fz, Cz, Pz, PO7, PO8, O1, O2, and Oz | TRCA (Ensemble Task-Related Component Analysis) | 75.37 | - | P300 | 9 | 0.4 | Chsh Filterbank 1-92Hz (step: 11Hz) DS @ 250Hz | Channels: Fz, Cz, Pz, PO7, PO8, O1, O2, and Oz | TRCA (Ensemble Task-Related Component Analysis) | 91.85 | - | Target Selection | 108 | 2 | Speller | 79.17 | 164.69 | - | In this experiment, a 108-character speller was developed. P300 and SSVEP were generated simultaneously using 12 sub-spellers of 3x3 symbols. Each sub-speller had a defined frquency and phase that would be shown for 200ms at each character following a sinusoidal wave (thus generating an ERP and SSEP stimuli simultaneously). Many filters, features and classifiers were experimented in offline sessions. The best combination was the one reported, using a filterbank, downsampling and TRCA classifier. P300 and SSVEP features were extracted using a combination of P300 channels and SSVEP channels. The final result refers to the final target selection (i.e., the combination of sub-speller and sub-speller character selection). | 1
103 | Xu et al. | Implementing Over 100 Command Codes for a High-Speed Hybrid Brain-Computer Interface Using Concurrent P300 and SSVEP Features | 2020 | 10 | 0 | 21 to 26 | Healthy | SynAmps2 | BP 0.1-200Hz N 50Hz | - | TRUE | TRUE | Homogeneous | Single-Brain Approach | Selective Attention | SSEP,ERP | Visual | Simultaneous | Synchronous | Same subject calibration | FALSE | FALSE | FALSE | FALSE | FALSE | SSVEP | 12 | 0.4 | Chsh Filterbank 1-92Hz (step: 11Hz) DS @ 250Hz | Channels: Fz, Cz, Pz, PO7, PO8, O1, O2, and Oz | TRCA (Ensemble Task-Related Component Analysis) | 75.37 | - | P300 | 9 | 0.4 | Chsh Filterbank 1-92Hz (step: 11Hz) DS @ 250Hz | Channels: Fz, Cz, Pz, PO7, PO8, O1, O2, and Oz | TRCA (Ensemble Task-Related Component Analysis) | 91.85 | - | Target Selection | 108 | 2 | Speller | 81.67 | 172.46 | - | In this experiment, a 108-character speller was developed. P300 and SSVEP were generated simultaneously using 12 sub-spellers of 3x3 symbols. Each sub-speller had a defined frquency and phase that would be shown for 200ms at each character following a sinusoidal wave (thus generating an ERP and SSEP stimuli simultaneously). Many filters, features and classifiers were experimented in offline sessions. The best combination was the one reported, using a filterbank, downsampling and TRCA classifier. P300 and SSVEP features were extracted using a combination of P300 channels and SSVEP channels. The final result refers to the final target selection (i.e., the combination of sub-speller and sub-speller character selection). | 1
8 | Egan et al. | A gaze independent hybrid-BCI based on visual spatial attention | 2017 | 10 | 1 | - | Healthy | Biosemi | BP 0-135Hz HP 0.25Hz LP 30Hz | - | FALSE | TRUE | Homogeneous | Single-Brain Approach | Selective Attention | SSEP,ERP | Visual | Simultaneous | Synchronous | Same subject calibration | FALSE | FALSE | FALSE | TRUE | FALSE | P300 | 2 | 1 | Average for attended and unattended targets | - | LDA | 75 | - | SSVEP | 2 | 2 | STD and Avg around Frqs and alpha | FFT | LDA | 62 66 | - | Target Selection | 2 | 2 | Nothing | 79 | - | - | Results using group electrode selection and individual electrode selection. All experiments were offline. Averages were generated through repetition of 1000x of 10-fold Cross-Validation. | 1
11 | Li et al. | A Human-Vehicle Collaborative Simulated Driving System Based on Hybrid Brain–Computer Interfaces and Computer Vision | 2018 | 6 | 1 | - | Healthy | g.USBamp | BP 5-60Hz N 50Hz | MatLab | TRUE | FALSE | Homogeneous | Single-Brain Approach | Operant Conditioning,Selective Attention | SSEP,SMR | Visual,Operant | Sequential | Synchronous | Same subject calibration | TRUE | FALSE | FALSE | TRUE | FALSE | SSVEP | 2 | 4 | - | - | CCA | - | 97.7 | MI | 2 | 4 | wCCA | CSP | kNN | 77.2 | 77.4 | Target Selection | 5 | 1 | Drone/Vehicle/Wheelchair | 91.1 | 85.8 | - | System uses computer vision-based system to recognize virtual road condition. EEG processing is only active when reaching a corner or an intersection, or when close to a destination. SSVEP is only used to start/stop vehicle and MI is used to turn left or right. | 1
14 | Allison et al. | A hybrid ERD/SSVEP BCI for continuous simultaneous two dimensional cursor control | 2012 | 10 | 1 | - | Healthy | g.USBamp | Chsh BP 0.5-100Hz N 50Hz | MatLab,Simulink | TRUE | FALSE | Homogeneous | Single-Brain Approach | Operant Conditioning,Selective Attention | SSEP,SMR | Visual,Operant | Simultaneous | Synchronous | Same subject calibration | FALSE | FALSE | FALSE | TRUE | FALSE | SSVEP | 2 | 8 | - | Logarithmic band power (frq + 3 harmonics) | LDA | - | - | MI | 2 | 8 | - | CSP | LDA | - | - | Target Selection + Continuous ERD | 8 | 2 | Cursor/Game | 60 | - | Eight questions Likerts scale | System uses MI and SSVEP to control a ball that can move in a 2D space. There are eight targets, which the participant can move the ball towards. The results were presented graphically. The average is around 60% but no clear number was given. | 1
150 | Long et al. | A Hybrid Brain Computer Interface to Control the Direction and Speed of a Simulated or Real Wheelchair | 2012 | 5 | 1 | - | - | NuAmps | BP 0.5-100Hz | - | TRUE | TRUE | Homogeneous | Single-Brain Approach | Operant Conditioning,Selective Attention | ERP,SMR | Visual,Operant | Sequential | Asynchronous | Same subject calibration | TRUE | FALSE | FALSE | TRUE | FALSE | P300 | 8 | 0.6 | BP 0.1-20Hz DS by 6 | Average of 4 data vectors of button flashes | LDA | - | - | MI | 3 | 1 | Common Average Reference (CAR) BP 8-32Hz | OVR-CSP | 4 LDAs (one for each command [includes idle state]) | - | - | MI task + Target Selection | 5 | 1 | Drone/Vehicle/Wheelchair | 100 | - | - | Hierarchy of signals: directional control, speed control and idle. | 1
24 | Kaongoen & Jo | A novel hybrid auditory BCI paradigm combining ASSR and P300 | 2017 | 10 | 1 | 18 to 22 | Healthy | OpenBCI | - | MatLab | FALSE | TRUE | Homogeneous | Single-Brain Approach | Selective Attention | SSEP,ERP | Auditory | Simultaneous | Synchronous | Same subject calibration | FALSE | FALSE | FALSE | TRUE | FALSE | ASSR | 2 | 3 | 5th Butt BP 0.1-50Hz | CCA | FLDA (Fisher's LDA) | 66.68 | - | P300 | 2 | 0.8 | 5th Butt BP 1-12Hz Winsorization 5-95% | 8th LP Chsh IIR DS by 15 | FLDA (Fisher's LDA) | 74.58 | - | Sound Selection | 2 | 2 | Nothing | 85.33 | 9.11 | - | System was tested preliminarly, results were offline (10FCV). Binary classification. Fusion uses Linear weights for both paradigms. A SWLDA is used to find the optimal weights. | 1
27 | Katyal & Singla | A novel hybrid paradigm based on steady state visually evokedpotential & P300 to enhance information transfer rate | 2020 | 10 | 1 | 19 to 36 | Healthy | eego Sports | BP 0.1-40Hz PCA artifact correction | MatLab,ASATM | FALSE | TRUE | Homogeneous | Single-Brain Approach | Selective Attention | SSEP,ERP | Visual | Simultaneous | Synchronous | Same subject calibration | FALSE | FALSE | TRUE | TRUE | FALSE | SSVEP | 4 | 1 | 6th Butt BP 5-30Hz | PSD | CCA | 93.78 | - | P300 | 2 | 1 | LP 5Hz Normalize amp. | Threshold | BLDA | 79.36 | - | Target Selection | 8 | 2 | Nothing | 92.3 | 82.38 | - | For the fusion function, an SVM classifier was used to classify, based on the feature vector of 3x480 (PE, PO, S). The individual classifiers were used for the parallel hybrid and for the individual paradigms. The results are shown for the colored Quadratic SVM, which were the best. Colored vs. white stimuli were tested and colored ones had a better result. All results were offline. BLDA and CCA were only used for individual paradigms or for the parallel fusion. Offline accuracies for the individual paradigms, were the ones reported in the individual experiments and not for the hybrid components. | 1
85 | Mousavi et al. | Hybrid brain-computer interface with motor imagery and error-related brain activity | 2020 | 12 | 1 | 19.4 to 21.4 | Healthy | BrainAmp | DS @ 100Hz | Python,SNAP,LSL,MatLab,EEGLAB | TRUE | FALSE | Homogeneous | Single-Brain Approach | Operant Conditioning | SMR | Operant | Simultaneous | Synchronous | Same subject calibration | FALSE | FALSE | FALSE | TRUE | FALSE | MI | 2 | 1 | 6th Butt BP 7-30Hz | CSP | LDA | - | 61.75 | ErrP | 2 | 0.9 | 6th Butt BP 1-30Hz <6th Butt BP 1-10Hz> | CSP <Average> | LDA <LDA> | - | - | MI Task | 2 | 1 | Cursor/Game | 75.33 | 2.1 | One Likert-scale question + one questionnaire (not used for the analysis) | System used MI and ErrP BCI. Each paradigm was classified independently (R/L, G/B-CSP, G/B-WM) and combined via fusion. The fusion combined the probabilities via logisitc regression. During the trainaing phase (3 blocks), participants received sham feedback (to calibrate MI classifier and collect ErrP). The next 6 blocks, provided the participants with actual feedback. ErrP uses two classifers. One uses the CPS as features and the second uses windowed-means. | 1
106 | Shi et al. | Indoor space target searching based on EEG and EOG for UAV | 2019 | 10 | 1 | 19.4 to 22.8 | Healthy | NuAmps | - | C#,OpenGL,C | TRUE | FALSE | Heterogeneous | Multi-Physiological | Operant Conditioning | SMR | Operant | Sequential | Asynchronous | Different subject calibration | TRUE | FALSE | FALSE | TRUE | FALSE | MI | 2 | 2 | N 50Hz BP 0.5-30Hz ICA | JR coefficients (joint regression) FFT | SVM | 93.99 | - | Eye Task | 1 | 2 | Median filter (150ms window) | - | CWT (Continuous wavelet transofrm) | 97.95 | - | MI Task + Blinking | 5 | 1 | Drone/Vehicle/Wheelchair | 88.43 | - | - | Paper presents a hybrid BCI using MI and EOG. EOG triple blink was used to switch MI modes (horizontal to vertical mode). MI, using L/R hand movement, could control drone position. 6 participants did a calibration phase where they collected data. 10 participants did an online trial, where they used the calibrated system to fly. A trajectory was recorded for each participant. Idle state would allow the drone to keep flying. | 1
92 | Buccino et al. | Hybrid EEG-fNIRS Asynchronous BrainComputer Interface for Multiple Motor Tasks | 2016 | 15 | 1 | 19.7 to 35.1 | Healthy | microEEG | - | NIRStar,Neurobehavioral System | FALSE | TRUE | Homogeneous | Multi-Brain Approach | Operant Conditioning | SMR | Operant | Simultaneous | Asynchronous | Same subject calibration | TRUE | FALSE | FALSE | FALSE | TRUE | ME | 4 | 1 | 4th Butt BP 8-12Hz 4th Butt BP 18-25Hz Normalization | RCSP (Regularized CSP) | Log transformed LDA | 72.8 | - | - | - | 1 | Variations of concentration 4th Butt BP 0.01-0.2Hz Normalization | RCSP <Average> | Log transformed LDA | 79.77 | - | Target Selection | 4 | 1 | Nothing | 82.1 | 4 | 1 | The system tried to identify R/L-hand and R/L-arm movement using EEG and fNIRS. Each type of signal was prcessed separately but classified together. A single LDA classifer was used to classify a single feature vector constructed with both signals. Three CSP spatial fiters are generated: to differentiate Rest-Task, R-L and Arm-Hand. Therefore, three classifications were generated. | 1
16 | Breitwieser et al. | A hybrid three-class brain–computer interface system utilizing SSSEPs and transient ERPs | 2016 | 14 | 1 | 20.1 to 32.5 | Healthy | g.tec | N 50Hz BP 0.5-200Hz | TiA,TiD | TRUE | TRUE | Homogeneous | Single-Brain Approach | Selective Attention | SSEP,ERP | Tactile | Simultaneous | Synchronous | Same subject calibration | TRUE | TRUE | TRUE | TRUE | FALSE | SSSEP | 10 | 2022-07-05 | 5th Butt BP frq±1Hz | LAS | sLDA | - | 42.1 | tERP | 2 | 7.5 | 3rd But LP 10Hz | Average DS by 10 | sLDA | - | 40.3 | Target Selection | 2 | 2 | Nothing | 44.5 | - | - | The two index fingers were stimulated with the two selected frequencies simultaneously (SSSEP) and twiches happened to create an ERP effect (P300) one finger at a time. System removed EOG artefacts. SSEP and ERP results were threshold-fused via Bayes' theorem and K linear discriminant functions (K=3). | 1
73 | Nann et al. | Feasibility and Safety of Bilateral Hybrid EEG/EOG Brain/Neural–Machine Interaction | 2020 | 8 | 1 | 20.9 to 27.3 | Healthy | LiveAmp | - | BCI2000 | TRUE | FALSE | Heterogeneous | Multi-Physiological | Operant Conditioning | SMR | Operant | Sequential | Synchronous | Same subject calibration | TRUE | FALSE | FALSE | TRUE | FALSE | MI | 2 | 0.5 | 1st Butt BP 1-30Hz Surface Laplacian filter | Power spectrum SMR-ERD | Threshold detection | - | 78.84 | Eye Task | 2 | - | 1st Butt BP 0.02-3Hz | 70% of median | Threshold detection | - | 100 | MI task + HOV | 4 | 3 | Robot/Robotic Hand | 85.89 | - | Seven questions Likerts scale (for tetraplegics) | System used a two stage paradigm to close two exoskeletons (R & L). The first stage was of activation, with a prolonged HOV to select which side and the second stage was to close the exoskeleton, using ERD for a period of time. A short HOV could be used to cancel the command. Both paradigms used thresholds for classification. Healthy participants and tetraplegics underwent the same paradigm. Some minor adjustments were made for the tetraplegics. | 1
12 | Zhou et al. | A Hybrid Asynchronous Brain-Computer Interface Combining SSVEP and EOG Signals | 2020 | 10 | 1 | 21 to 27 | Healthy | SynAmps2 | - | MatLab | TRUE | TRUE | Heterogeneous | Multi-Physiological | Selective Attention | SSEP | Visual | Simultaneous | Asynchronous | Same subject calibration | TRUE | FALSE | FALSE | TRUE | FALSE | SSVEP | 12 | 1.28 | 11th Butt BP 6-70Hz | 3 subband harmonics IIR BP FBCCA | CCA | - | 94.58 | Eye Task | 12 | 0.5 | 2nd Butt BP 1-10Hz | Waveform detection or Candidate selection | SVM | - | - | Target Selection | 12 | 2 | Speller | 95.42 | 105.53 | - | System uses SSVEP and EOG. EOG captures rapid blinking and SSVEP captures frequency and phase through the FBCCA method. Blinking was done on the first epoch of identification of a character. In case SSVEP didn't match the blinking, another epoch was recorded without the blinking (just staring at the screen) | 1
5 | Fan et al. | A Brain–Computer Interface-Based Vehicle Destination Selection System Using P300 and SSVEP Signals | 2015 | 16 | 1 | 21 to 36 | Healthy | SYMTOP | N BP 0.5-30Hz | - | TRUE | FALSE | Homogeneous | Single-Brain Approach | Selective Attention | SSEP,ERP | Visual | Sequential | Synchronous | Same subject calibration | FALSE | FALSE | FALSE | TRUE | FALSE | P300 | 9 | 0.512 | DS by 2 BP 0.5-15Hz | Sum 10 rounds PCA | LDA | - | 90.68 | SSVEP | 2 | 8 | - | Sum PSD Frqs±0.5 and first harmonics | LDA | - | 93.55 | Target Selection | 9 | 2 | Drone/Vehicle/Wheelchair | 99.07 | 24.19 s | - | Results are all onfline for lab and driving situations. There is no specification about the Mode of Operation (times are specified, but there is no mention about it being self-paced or cued). Lab session | 1
5 | Fan et al. | A Brain–Computer Interface-Based Vehicle Destination Selection System Using P300 and SSVEP Signals | 2015 | 16 | 0 | 21 to 36 | Healthy | SYMTOP | N BP 0.5-30Hz | - | TRUE | FALSE | Homogeneous | Single-Brain Approach | Selective Attention | SSEP,ERP | Visual | Sequential | Synchronous | Same subject calibration | FALSE | FALSE | FALSE | TRUE | FALSE | P300 | 9 | 0.512 | DS by 2 BP 0.5-15Hz | Sum 10 rounds PCA | LDA | - | 88.99 | SSVEP | 2 | 8 | - | Sum PSD Frqs±0.5 and first harmonics | LDA | - | 90.48 | Target Selection | 9 | 2 | Drone/Vehicle/Wheelchair | 98.93 | 25.95 s | - | Results are all onfline for lab and driving situations. There is no specification about the Mode of Operation (times are specified, but there is no mention about it being self-paced or cued). Driving session. | 0
35 | Shin et al. | A Ternary Hybrid EEG-NIRS Brain-Computer Interface for the Classification of Brain Activation Patterns during Mental Arithmetic, Motor Imagery, and Idle State | 2018 | 18 | 1 | 21.3 to 26.3 | Healthy | Biosemi | EEG: DS @ 200Hz BP 0.1-50Hz EOG filtering NIRS: Hemodynamic variation 6th Butt BP 0.01-0.09Hz | StimTracker,MatLab,EEGLAB,BBCI | FALSE | TRUE | Homogeneous | Multi-Brain Approach | Operant Conditioning | SMR,SCP | Visual,Operant | Sequential | Synchronous | Same subject calibration | TRUE | FALSE | FALSE | FALSE | TRUE | MI | 1 | 10s | FBCSP (Filter Bank CSP) | CSP | sLDA | 76.1 | - | Mental Task | 1 | Two windows of 5s | - | CSP | sLDA | 64.1 | - | MI tasks + Arithmetic | 3 | 1 | Nothing | 82.2 | 4.7 | - | MI proeficiency was evaluated based on elapsed time training. Cap was 30 min. Classificarion problem was reduced to 3 binary classifications. The classifiers were separate for EEG and NIRS and then combined with a meta-classifier. | 1
134 | Ko et al. | SSVEP-assisted RSVP brain–computer interface paradigm for multi-target classification | 2020 | 14 | 1 | 21.49 to 28.11 | Healthy | Neuroscan | BP 0.5-50Hz | Unity,C#,MatLab | TRUE | TRUE | Homogeneous | Single-Brain Approach | Selective Attention | SSEP,ERP | Visual | Sequential | Asynchronous | Same subject calibration | TRUE | FALSE | FALSE | TRUE | FALSE | SSVEP | 4 | 1 | - | - | CCA | 97.78 | 95.54 | RSVP | 4 | 0.6 | DS @ 64Hz | - | Bagging | 83.45 | 81.75 | Target Selection | 64 | 2 | Cursor/Game | 78.1 | 7.95 | - | Experiment used SSVEP and RSVP to play a game. The first stage required user to select the target position vis SSVEP. The second stage required the user to select the matching icon (to form a line or column) using RSVP. Each target location flashed at the same frequency. To switch phases, a click was required. Each paradigm used its own conditioning and classification. Offline and online results are provided. | 1
25 | Jalilpour et al. | A novel hybrid BCI speller based on RSVP and SSVEP paradigm | 2020 | 6 | 1 | 22 to 27 | Healthy | g.Hlamp | - | MatLab,Psychotoolbox,BBCI | FALSE | TRUE | Homogeneous | Single-Brain Approach | Selective Attention | SSEP,ERP | Visual | Simultaneous | Synchronous | Same subject calibration | FALSE | FALSE | FALSE | TRUE | FALSE | SSVEP | 3 | 1 | FIR BP 1-47Hz | CCA M Corr. Coeff | RBF-SVM (Radial basis Function) | 96.75 | - | RSVP | 27 | 1 | FIR BP 0.5-25Hz Baseline correction | DS by 10 Wavelet Coeff Absolute shrinkage Lasso sel. operator | rLDA | 96.29 | - | Target Selection | 27 | 2 | Speller | 93.06 | 21.41 | - | System uses triple RSVP and SSVEP. Only one square flashes at 15Hz but three potentials can be read depending on the position of the letter. Results are computed with 3FCV | 1
38 | Yu et al. | An Asynchronous Hybrid Spelling Approach Based on EEG–EOG Signals for Chinese Character Input | 2019 | 18 | 1 | 22 to 32 | Healthy | BrainAmp | N 50Hz | BCI2000 | TRUE | TRUE | Homogeneous | Single-Brain Approach | Selective Attention | ERP | Visual | Sequential | Synchronous | Same subject calibration | FALSE | FALSE | FALSE | TRUE | FALSE | P300 | 25 | 0.8 | BP 0.1-45Hz DS @ 25Hz | - | SWLDA | - | 88.5 | Eye Task | 2 | 1.2 | 5th Chsh DS @ 40Hz BP 0.1-30Hz | - | Threshold detection | - | - | Target Selection | 28 | 2 | Speller | 93.6 | 43.8 | - | Speller for chinese symbols. After first letter was selected with P300, symbols were displayed. They could be selected with EOG (double blink) for fast spelling. | 1
125 | Duan et al. | Quadcopter Flight Control Using a Non-invasive Multi-Modal Brain Computer Interface | 2019 | 9 | 1 | 22 to 32 | Healthy | - | BP 0.3-100Hz | BCI2000,MatLab | TRUE | FALSE | Homogeneous | Single-Brain Approach | Operant Conditioning,Selective Attention | SSEP,SMR | Visual,Operant,Auditory | Sequential | Synchronous | Same subject calibration | TRUE | FALSE | FALSE | TRUE | FALSE | SSVEP | 2 | 1.5 | BP 5-40Hz | CCA | SVM | 83.44 | - | MI | 2 | 1.5 | BP 9-12Hz CAR (common average reference) | CICSP (complete information CSP) PCA | SVM | 80.45 | - | Target Selection + MI Task | 5 | 1 | Drone/Vehicle/Wheelchair | 87.65 | - | - | System utilizes MI or SSVEP modes to trigger commands and modes can be switched via double blink. The experiment performs a real-world flight as well, but no valid metrics could be collected from it, so only the virtual environment flight is considered. Both paradigms were classified through an SVM. The drone can turn and go up and down. | 1
136 | Long et al. | Target Selection With Hybrid Feature for BCI-Based 2-D Cursor Control | 2012 | 11 | 1 | 22 to 32 | Healthy | NuAmps | BP 0.5-100Hz | - | TRUE | TRUE | Homogeneous | Single-Brain Approach | Operant Conditioning,Selective Attention | ERP,SMR | Visual,Operant | Simultaneous | Synchronous | Same subject calibration | TRUE | FALSE | FALSE | TRUE | FALSE | P300 | 8 | 0.6 | BP 0.1-20Hz DS by 6 | - | SVM |  |  | MI | 2 | 2 | CAR BP 8-14Hz | CSP | SVM | - | 87.61 | Target Selection + MI task | 5 | 3 | Cursor/Game | 92.84 | 18.96s | - | System utilizes MI and P300 to move circle to target. Then a target selection needs to be done via MI only or rejected via P300 only. Each paradigm is conditioned and processed separately. A single SVM classifier was used with a hybrid feature vector. An MI BCI system is also programmed and compared to the hBCI (MI online result corresponds to this). Online and offline experiments were carried on. Offline served for calibration. | 1
33 | Yao et al. | A Stimulus-Independent Hybrid BCI Based on Motor Imagery and Somatosensory Attentional Orientation | 2017 | 16 | 1 | 22.1 to 26.7 | Healthy | SynAmps2 | BP 0.5-70Hz N 50Hz | EEGLAB | FALSE | TRUE | Homogeneous | Single-Brain Approach | Operant Conditioning | SMR | Operant | Sequential | Synchronous | Same subject calibration | FALSE | FALSE | FALSE | FALSE | FALSE | MI | 2 | 4 | Spatial-spectral-temporal 200ms hanning taper convoluted with modified sinusoid | CSP (spatially) | LDA | 78.4 | - | SAO | 2 | 4 | Spatial-spectral-temporal 200ms hanning taper convoluted with modified sinusoid | CSP (spatially) | LDA | 78.9 | - | MI tasks | 4 | 1 | Nothing | 86.1 | - | - | For each participant, the combination with the highest combination of MI and SAO was chosen to combpose the Hybrid modality. All Hybrids were either L-MI + R-SAO or R-MI + L-SAO (<most cases). | 1
37 | Ahn et al. | Achieving a hybrid brain–computer interface with tactile selective attention and motor imagery | 2014 | 16 | 1 | 22.22 to 27.78 | Healthy | Biosemi | - | BioSemi ActiView,BCI2000,MatLab | FALSE | TRUE | Homogeneous | Single-Brain Approach | Operant Conditioning | SMR,mu | Operant,Tactile | Sequential | Synchronous | Same subject calibration | FALSE | TRUE | FALSE | TRUE | FALSE | MI | 2 | 3 | BP 8-25Hz (Sim.) BP 8-15Hz (Seq.) | CSP | LDA | ~61 (indiv) ~72 (seq.) | - | TSA | 2 | 3 | BP 8-25Hz (Sim.) BP 16-25Hz (Seq.) | CSP | LDA | ~59 | - | MI tasks | 2 | 2 | Nothing | 71 | - | ? | Simultaneous hBCI requires both TSA and MI at the same time. Sequential. hBCI starts with TSA and then MI for the same hand-side indicated by the interface. Since the sequential experiment started with TSA, both Sequential-TSA and TSA results are the same. There are no online trials. Although the article mentions a questionneire, there are no results for it. The results are also not in a table, but in images, that's why they are approximated. Filtering varied for each paradigm. Cross validation used 3 groups for training and 7 for validation (usually, proportion is 1:9) | 1
37 | Ahn et al. | Achieving a hybrid brain–computer interface with tactile selective attention and motor imagery | 2014 | 16 | 0 | 22.22 to 27.78 | Healthy | Biosemi | - | - | FALSE | TRUE | Homogeneous | Single-Brain Approach | Operant Conditioning | SMR,mu | Operant,Tactile | Simultaneous | Synchronous | Same subject calibration | FALSE | TRUE | FALSE | TRUE | FALSE | MI | 2 | 3 | BP 8-25Hz (Sim.) BP 8-15Hz (Seq.) | CSP | LDA | ~61 (indiv) ~72 (seq.) | - | TSA | 2 | 3 | BP 8-25Hz (Sim.) BP 16-25Hz (Seq.) | CSP | LDA | ~59 | - | MI tasks | 2 | 2 | Nothing | 60 | - | ? | Simultaneous hBCI requires both TSA and MI at the same time. Sequential. hBCI starts with TSA and then MI for the same hand-side indicated by the interface. Since the sequential experiment started with TSA, both Sequential-TSA and TSA results are the same. There are no online trials. Although the article mentions a questionneire, there are no results for it. The results are also not in a table, but in images, that's why they are approximated. Filtering varied for each paradigm. Cross validation used 3 groups for training and 7 for validation (usually, proportion is 1:9) | 1
110 | Glowinsky et al. | Limited value of temporo-parietal hemodynamic signals in an optical-electric auditory brain-computer interface | 2018 | 11 | 1 | 22.3 to 28.9 | Healthy | BrainAmp | - | MatLab | FALSE | TRUE | Homogeneous | Multi-Brain Approach | Selective Attention | ERP | Auditory | Simultaneous | Synchronous | Same subject calibration | FALSE | FALSE | TRUE | FALSE | TRUE | P300 | 2 | 0.9 | BP 0.1-250Hz (hardware) 3rd Butt LP 8Hz ICA filter | DS @ 20Hz | L1 regularized logistic regression | 80.7 | - | - |  | 0.9 | 2nd Chsh BP 0.1-0.5Hz | Slope Max Amplitude Range Mean Amplitude Root Mean Square Waveform length [s] | L1 regularized logistic regression | ~50 | - | Target Selection | 2 | 1 | Nothing | 77.43 | - | - | Experiment uses EEG and NIRS with an auditory P300 paradigm. Each ear repeatedly receives one type of stimuli (male saying Yes or female saying No) and an oddball (Yup or Nay). Each signal was processed and classified on its own. To combine both signals for the hBCI, features were selected previously. All experiments were offline. EEG had the best result. | 1
45 | Lin et al. | An online hybrid BCI system based on SSVEP and EMG | 2016 | 5 | 1 | 22.7 to 24.5 | Healthy | Neuroscan |  | MatLab,Psychotoolbox | TRUE | TRUE | Heterogeneous | Multi-Physiological | Selective Attention | SSEP | Visual | Simultaneous | Asynchronous | Same subject calibration | FALSE | FALSE | TRUE | TRUE | FALSE | SSVEP | 14 | 2 | - | - | CCA | - | -- | EMG | 4 | 0.1 | - | Mean filtering algorithm | Treshold detection | - | -- | Target Selection | 60 | 3 | Speller | 82.6 | - | - | System presents a stimulation stage and a multi-choice stage. In the stimulation, the participant selects the target section by making the number of corresponding fists and looks at the freq. of the target. Each section has the same 15 frqs. In the multi-choise, the participant had two most likly choices. If he did one fist, the second choice was selected. Results are presented for a system with and without the multi-choice stage. The fusion was based on paradigms accuracies (optimal and suboptimal options based on the two highest selections of the SSVEP and EMG). A free spelling task was also done with 5 participants. | 1
42 | Soekadar et al. | An EEG/EOG-based hybrid brain-neural computer interaction (BNCI) system to control an exoskeleton for the paralyzed hand | 2015 | 5 | 1 | 22.7 to 30.3 | Healty | MOVE | BP 0.4-70Hz | - | FALSE | TRUE | Heterogeneous | Multi-Physiological | Operant Conditioning | SMR | Operant | Sequential | Synchronous | Same subject calibration | TRUE | FALSE | FALSE | TRUE | FALSE | MI | 1 | 5 | - | SMR-ERD | Threshold detection | 70.24 | - | Eye Task | 2 | - | - | Threshold | Threshold detection (two std below val) | - | - | MI task + Eye movement | 2 | 2 | Robot/Robotic Hand | 80.65 | - | - | This paper compares an MI system (single command) against an MI-EOG system (single command). The hybrid had the chance of correcting commands from MI using EOG. MI had a single command, to close the robotic hand through closing imagined motion, and EOG had a signle command of stopping and restarting robots position via right- or left-eye movement. Paper does lack to give some specific information like EOG sample window size, details of the paradigm and some technicalities in terms of trials. | 0
9 | Saravanakumar & Reddy | A high performance hybrid SSVEP based BCI speller system | 2019 | 10 | 1 | 22.74 to 29.66 | Healthy | - | - | Java | TRUE | FALSE | Heterogeneous | External Input | Selective Attention | SSEP | Visual | Simultaneous | Synchronous | Same subject calibration | FALSE | FALSE | FALSE | TRUE | FALSE | SSVEP | 11 | 4 | Extended multivariate synchronization index algorithm | S-estimator | - |  |  | Eye Task | 3 | - | DS @ 32Hz <-> | - <-> | ? <Cost function> | - <-> | - | Target Selection | 36 | 1 | Speller | 98.33 | 69.21 | - | The best results include visual feedback. The study includes many tests in terms of optimal electrodes and window size for SSVEP (it can get confusing). There are no results for offline analysis of individual input accuracies. There are cue-based tasks and free spelling tasks. | 1
121 | Brennan et al. | Performance of a Steady-State Visual Evoked Potential and Eye Gaze Hybrid Brain-Computer Interface on Participants With and Without a Brain Injury | 2020 | 30 | 1 | 22.87 to 52.33 | Healthy | g.USBamp | - | - | TRUE | FALSE | Heterogeneous | External Input | Selective Attention | SSEP | Visual | Simultaneous | Synchronous | Same subject calibration | TRUE | FALSE | FALSE | TRUE | FALSE | SSVEP | 4 | 4.0625 | Spatial Filtering (MEC) | Power spectrum | Threshold detection | - | 93.3 | Eye Task | 5 | 1.6 | - | Screen location | - | - | 90.61 | Target Selection | 4 | 1 | Home automation | 99.84 | 24.41 | - | This paper uses SSVEP and Eye Gaze to control a Visual Interface. SSVEP is based on thresholds. The window was a sliding one that could increase in size if no classifications could be made. Eye Gaze is based on dwelling time on sub-sections of the interface. The dwelling time was set to 1.6s (i.e., 50 votes). One recalibration is allowed if trials are not yielding proper results. In case of recalibration, the session is restarted. For healthy participants, 2 sessions took place. For brain injured, 1 session took place. Cues and thresholds were set by the experimenter. Sampling rate not reported for EEG (!!!) | 0
45 | Lin et al. | An online hybrid BCI system based on SSVEP and EMG | 2016 | 10 | 1 | 22.9 to 27.5 | Healthy | Neuroscan |  | - | TRUE | TRUE | Heterogeneous | Multi-Physiological | Selective Attention | SSEP | Visual | Simultaneous | Synchronous | Same subject calibration | FALSE | FALSE | TRUE | TRUE | FALSE | SSVEP | 14 | 2 | - | - | CCA | - | 91.6 | EMG | 4 | 0.1 | - | Mean filtering algorithm | Treshold detection | - | 93.3 | Target Selection | 60 | 3 | Speller | 85.8 | 90.9 | - | System presents a stimulation stage and a multi-choice stage. In the stimulation, the participant selects the target section by making the number of corresponding fists and looks at the freq. of the target. Each section has the same 15 frqs. In the multi-choise, the participant had two most likely choices. If he did one fist, the second choice was selected. Results are presented for a system with and without the multi-choice stage. The fusion was based on paradigms accuracies (optimal and suboptimal options based on the two highest selections of the SSVEP and EMG). A free spelling task was also done with 5 participants. | 0
41 | Zhang et al. | An EEG/EMG/EOG-Based Multimodal Human-Machine Interface to Real-Time Control of a Soft Robot Hand | 2019 | 6 | 1 | 23 to 26 | Healthy | NuAmps | N 50Hz | MatLab,Cpp | TRUE | FALSE | Heterogeneous | Multi-Physiological | Operant Conditioning | SMR | Operant | Sequential | Synchronous,Asynchronous | Same subject calibration | TRUE | FALSE | FALSE | TRUE | FALSE | Eye Task | 3 | 2 | FIR BP 0.05-45Hz 4th Daubchies WT | - | Dual threshold method | - | 94.23 | MI | 2 | 2 | FIR BP 0.05-45Hz | ERS/ERD | SVM | - | 91.46 | MI tasks + Eyes movement + Hand movement | 11 | 4 | Robot/Robotic Hand | 93.83 | 47.41 | - | The system consisted of three modes: EOG, EEG and EMG. EEG and EOG were collected with the same amp. EMG was caputred by a different amp and was processed via MYO API (black box?). EOG had 3 commands, EEG 2 and EMG 6. EEG operates in synchronous fashion and EOG and EMG in asynchronous fashion. Study did not specifically mention how many electrodes were used for EOG. | 1
140 | Wu et al. | Toward a hybrid brain-computer interface based on repetitive visual stimuli with missing events | 2016 | 9 | 1 | 23 to 26 | Healthy | g.USBamp | BP 0.01-100 Hz N 48-52Hz | Psychotoolbox,FieldTrip | TRUE | TRUE | Homogeneous | Single-Brain Approach | Selective Attention | SSEP,ERP | Visual | Simultaneous | Synchronous | Same subject calibration | FALSE | FALSE | FALSE | TRUE | FALSE | SSVEP | 2 | 2.5 | BP 1-45Hz | - | CCA | - | - | P300 | 2 | 0.25 | - | SVM | Naive Bayes | - | - | Target Selection | 4 | 2 | Nothing | 86.92 | 24.06 | - | System utilizes SSVEP combined with OSP (omitted stimulus potential = ERP). Four flickering disks are displayed around the centre of the screen. Two at 10Hz, two at 12Hz and missing flickers ocurred in all disks, at different times to generate OSP. CCA is used for SSVEP and SVM+Naive Bayesan is used for the OSP. Two methods are tested (with white missing or black missing). White missing yields a higher performance. Many signal analysis are also presented in this paper. Window size for SSVEP analysis is not stated clearly, so 2.5s were used as that is the stimuli time presentation. | 1
64 | Duan et al. | Design of a Multimodal EEG-based Hybrid BCI System with Visual Servo Module | 2015 | 3 | 1 | 23 to 27 | Healthy | g.USBamp | BP 5-60Hz N 50Hz | C#,MatLab | TRUE | FALSE | Homogeneous | Single-Brain Approach | Operant Conditioning,Selective Attention | SSEP,SMR,mu | Visual,Operant | Sequential | Asynchronous | Same subject calibration | FALSE | FALSE | FALSE | TRUE | FALSE | SSVEP | 3 | 3 | - | - | CCA | - | 89 | MI | 1 | 8 | - | - | STFT | - | 93.3 | Target Selection + MI task | 5 | 3 | Robot/Robotic Hand | 80 | - | - | System utlizies SSVEP to move robot. When the robot reaches the table, Mu frquencies (closure of eyes) is used to switch from SSVEP to MI mode. Then, MI is used to perform grasping action. Two experiments were run: a simulated robot and an actual NAO robot experiment. Results are reported for each paradigm. Mu paradigm is disconsidered, since it was only used to swtich modes (ACC 86.7 for both simulated and real experiments) The paper is not clear in explaning window sizes and steps (for the FFT truncation). It is also not clear in explaining how SFFT is used as a classifier for MI (most likely through thresholds?). It is also not clear in specifying number of trials and sessions for online experiments. This line is for the robot simulator. | 1
64 | Duan et al. | Design of a Multimodal EEG-based Hybrid BCI System with Visual Servo Module | 2015 | 3 | 0 | 23 to 27 | Healthy | g.USBamp | BP 5-60Hz N 50Hz | - | TRUE | FALSE | Homogeneous | Single-Brain Approach | Operant Conditioning,Selective Attention | SSEP,SMR,mu | Visual,Operant | Sequential | Asynchronous | Same subject calibration | FALSE | FALSE | FALSE | TRUE | FALSE | SSVEP | 3 | 3 | - | - | CCA | - | -- | MI | 1 | 8 | - | - | STFT | - | -- | Target Selection + MI task | 5 | 3 | Robot/Robotic Hand | 73.3 | - | - | System utlizies SSVEP to move robot. When the robot reaches the table, Mu frquencies (closure of eyes) is used to switch from SSVEP to MI mode. Then, MI is used to perform grasping action. Two experiments were run: a simulated robot and an actual NAO robot experiment. Results are reported for each paradigm. Mu paradigm is disconsidered, since it was only used to swtich modes (ACC 86.7 for both simulated and real experiments) The paper is not clear in explaning window sizes and steps (for the FFT truncation). It is also not clear in explaining how SFFT is used as a classifier for MI (most likely through thresholds?). It is also not clear in specifying number of trials and sessions for online experiments. This line is the NAO robot. | 0
98 | Khalaf et al. | Hybrid EEG–fTCD Brain–Computer Interfaces | 2020 | 10 | 1 | 23 to 32 | Healthy | g.USBamp | EEG: 8th BP 2-62Hz 4th N 58-62Hz | - | FALSE | TRUE | Homogeneous | Multi-Brain Approach | Operant Conditioning | SMR | Operant | Simultaneous | Synchronous | Same subject calibration | TRUE | FALSE | FALSE | FALSE | TRUE | MI | 2 | 7.7 | - | PSD (Welch's) AVG 2Hz window CDF (cumulative distribution function) | SVM | 81.86* (offline) | - | - | - | - | - | - | - | 54.90* (offline) | - | Target Selection | 2 | 1 | Nothing | 83.73 | 6.82 | - | System uses MI and records signals via EEG and fTCD. Rest state is included. The classifications are done for binary options and no 'system result' is presented. Optimal window sizes are picked for each binary problem. The final classifications for EEG and fTCD were calculated averaging the means of the individual binary outputs. | 1
132 | Yu et al. | Self-Paced Operation of a Wheelchair Based on a Hybrid Brain-Computer Interface Combining Motor Imagery and P300 Potential | 2017 | 8 | 1 | 23 to 32 | Healthy | BrainAmp | N 50Hz | BCI2000 | TRUE | TRUE | Homogeneous | Single-Brain Approach | Operant Conditioning,Selective Attention | ERP,SMR | Visual,Operant | Sequential | Asynchronous | Same subject calibration | TRUE | FALSE | FALSE | TRUE | FALSE | MI | 2 | 2.5 | BP 8-30Hz | Multi-CSP | LDA | 86.65* (RT: 2.03* s) | - | P300 | 10 | 0.8 | BP 0.1-40Hz | DS @ 25Hz | SWLDA | 92.6 (RT: 3s) | - | Target Selection + Mental Task | 12 | 1 | Drone/Vehicle/Wheelchair | - | - | - | System uses P300 and MI. P300 is used to choose movements and MI is used to change acceleration. MI and P300 also turn the system on and off. Each paradigm had its own results due to non-simultaneity of the system. In static state, only MI can be activated. To bring the wheelchair from idle to control state, a sequential left-right MI is performed. To bring the wheelchair from control to idle state, the stop button is selected via P300. Although two online experiment were perfomed, no valid results could be extracted from them, therefore only the offline part will be considered. | 1
36 | Xu et al. | A visual parallel-BCI speller based on the time–frequency coding strategy | 2014 | 11 | 1 | 23 to 36 | Healthy | NuAmps | BP 0.1-100Hz (hardware) 3rd Butt BP 1-72Hz DS @ 200Hz | - | TRUE | TRUE | Homogeneous | Single-Brain Approach | Selective Attention | SSEP,ERP | Visual | Simultaneous | Synchronous | Same subject calibration | FALSE | FALSE | FALSE | TRUE | FALSE | SSVEP | 4 | 0.9 | 3rd Butt BP 6-72Hz | - | CCA | - | 95.7 | P300 | 4 | 0.8 | 3rd Butt BP 1-10Hz DS @ 40Hz | - | SWLDA | - | 96.8 | Target Selection | 36 | 2 | Speller | 93.9 | 43 | - | Trigger synch done with an FPGA. Online testes contained 5 rounds for test 1 and 3 rounds for test 2. SSVEP yielded the sub-speller and P300 the character index within the sub-speller | 1
34 | Yang et al. | A Synchronized Hybrid Brain-Computer Interface System for Simultaneous Detection and Classification of Fusion EEG Signals | 2020 | 6 | 1 | 23 to 38 | Healthy | Cognionics | BP 1-50HZ | MatLab | FALSE | TRUE | Homogeneous | Single-Brain Approach | Operant Conditioning,Selective Attention | SSEP,SMR | Visual,Operant | Simultaneous | Synchronous | Same subject calibration | TRUE | FALSE | FALSE | FALSE | FALSE | MI | 2 | 5 | BP 5-25Hz FastICA | WT (wavelet transform) | CNN | 91.73 | - | SSVEP | 4 | 5 | BP 5-25Hz FastICA | WT (wavelet transform) | CNN | 94.17 | - | MI tasks | 10 | 2 | Nothing | 95.53 | - | - | The system used only 2 electrodes (C3, C4) and only reported offiline performance. Results were also generated using other classifiers like CCA and LASSO for the SSVEP and SVM for the MI. CNN had the best results. All pre-processing and filtering was the same for both MI and SSVEP as there were only two electrodes. | 1
7 | Brunner et al. | A comparison of three brain–computer interfaces based on event-related desynchronization, steady state visual evoked potentials, or a hybrid approach using both signals | 2011 | 12 | 1 | 23.7 to 28.1 | Healthy | g.USBamp | BP 0.5-100Hz | MatLab,Simulink | TRUE | FALSE | Homogeneous | Single-Brain Approach | Operant Conditioning,Selective Attention | SSEP,SMR | Visual | Simultaneous | Synchronous | Same subject calibration | FALSE | FALSE | TRUE | TRUE | FALSE | MI | 3 | 8 | BP 10-12Hz & 16-24Hz | - | LDA | 79.9 | 76.9 | SSVEP | 2 | 1 | - | Log PSD (1s) Frqs±0.5Hz and second, third harmonics | LDA | 98.1 | 94 | Target Selection | 2 | 2 | Nothing | 95.6 | 6.3 | Five questions Likert scale | Results reported the Maximum value not the average. No actuation. Results generated through cross-validated accuracies. | 1
10 | Lee et al. | A High Performance Spelling System based on EEG-EOG Signals With Visual Feedback | 2018 | 20 | 1 | 24 to 32 | Healthy | BrainAmp | DS @ 100Hz 5th Butt BP 0.1-25Hz | MatLab,OpenBMI,Psychotoolbox | TRUE | FALSE | Heterogeneous | Multi-Physiological | Selective Attention | ERP | Visual | Sequential | Asynchronous | Same subject calibration | FALSE | FALSE | FALSE | TRUE | FALSE | P300 | 36 | 0.6 | Baseline correction subtracting 0-0.2s from signal | Mean amplitudes of 8 discriminant intervals | LDA | - | - | Eye Task | 1 | 0.15 | DS @ 32Hz (5th Chsh) | - | Threshold detection | - | - | Target Selection | 36 | 2 | Speller | 98.2 | 37.6 | Three questions Likert scale | Synchronous and asynchronous experiments done. Wink confirmed selection. No offline results found. P300 was given by column-row highlights. | 1
10 | Lee et al. | A High Performance Spelling System based on EEG-EOG Signals With Visual Feedback | 2018 | 20 | 0 | 24 to 32 | Healthy | BrainAmp | DS @ 100Hz 5th Butt BP 0.1-25Hz | - | TRUE | FALSE | Heterogeneous | Multi-Physiological | Selective Attention | ERP | Visual | Sequential | Synchronous | Same subject calibration | FALSE | FALSE | FALSE | TRUE | FALSE | P300 | 36 | 0.6 | Baseline correction subtracting 0-0.2s from signal | Mean amplitudes of 8 discriminant intervals | LDA | - | - | Eye Task | 1 | 0.15 | DS @ 32Hz (5th Chsh) | - | Threshold detection | - | - | Target Selection | 36 | 2 | Speller | 97.8 | 40.6 | Three questions Likert scale | Synchronous and asynchronous experiments done. Wink confirmed selection. No offline results found. P300 was given by column-row highlights. | 1
15 | Mannan et al. | A Hybrid Speller Design Using Eye Tracking and SSVEP Brain–Computer Interface | 2020 | 20 | 1 | 24 to 46 | Healthy | g.USBamp | N 50Hz DS @ 300Hz BP 12-110Hz | MatLab | TRUE | FALSE | Heterogeneous | External Input | Selective Attention | SSEP | Visual | Simultaneous | Synchronous | Same subject calibration | FALSE | FALSE | TRUE | TRUE | FALSE | SSVEP | 6 | 1 | - | - | CCA | - | - | Eye Task | - | 1 | - | Epoch Mean | - | - | - | Target Selection | 48 | 1 | Speller | 90.35 | 184.06 | Three questions Likert scale | System uses SSVEP and Eyegaze to identify characters. Eyegaze selects subgroups and SSVEP selects characters within groups. There were asynchronous and synchronous experiments, but there are only valid results for the synchronous. Data is extracted simultaneously (from Eye Gaze and SSVEP) and information is crossed to define subgroup and character (i.e., location of gaze and frequency from SSVEP) | 1
98 | Khalaf et al. | Hybrid EEG–fTCD Brain–Computer Interfaces | 2020 | 11 | 1 | 25 to 32 | Healthy | g.USBamp | EEG: 8th BP 2-62Hz 4th N 58-62Hz | - | FALSE | TRUE | Homogeneous | Multi-Brain Approach | Operant Conditioning,Selective Attention | SSEP,SCP | Visual,Operant | Simultaneous | Synchronous | Same subject calibration | TRUE | FALSE | FALSE | FALSE | TRUE | SSVEP | 2 | 7.82 | - | PSD (Welch's) AVG 2Hz window | SVM | 83.44* (offline) | - | Mental Task | Word Formation Rotation | 7.82 | - | PSD (Welch's) AVG 50Hz window | SVM | 53.77* (offline) | - | Target Selection | 2 | 2 | Nothing | 87.46 | 4.46 | - | System uses Word formation and mental rotation with flickering patterns to elicit SSVEP while generating blood variations of concentration. Rest state is included. The classifications are done for binary options and no 'system result' is presented. Optimal window sizes are picked for each binary problem. The final classifications for EEG and fTCD were calculated averaging the means of the individual binary outputs. | 1
62 | Chiarelli et al. | Deep learning for hybrid EEG-fNIRS brain–computer interface: application to motor imagery classification | 2018 | 15 | 1 | 27 to 37 | Healthy | Net 300 | - | Python | FALSE | TRUE | Homogeneous | Multi-Brain Approach | Operant Conditioning | SMR | Operant | Simultaneous | Synchronous | Same subject calibration | FALSE | FALSE | FALSE | FALSE | TRUE | MI | 2 | 1 | 2nd Butt BP 8-30Hz | ERS/ERD | DNN | 73.38 | - | - | - | 1 | Average | Variations of concentration | DNN | 71.92 | - | MI Task | 2 | 1 | Nothing | 83.28 | - | - | System tested a hybrid EEG-fNIRS MI system in an offline setting. Each brain signal had a different filtering and feature selection, but one DNN classifier used a single feature vector including both. Results were generated with a 10-fold CV. The paper compared the DNN results with LDA & SVM classifiers. DNN was better. | 1
72 | An et al. | Exploring Combinations of Auditory and Visual Stimuli for Gaze-Independent Brain-Computer Interfaces | 2014 | 15 | 0 | 27.33 to 32.59 | Healthy | BrainAmp | Chsh BP 40-49Hz (for offline only) DS @ 100Hz | PyFF | TRUE | TRUE | Homogeneous | Single-Brain Approach | Selective Attention | ERP | Visual,Auditory | Sequential | Synchronous | Same subject calibration | FALSE | TRUE | FALSE | FALSE | FALSE | P300 | 6 | 0.8 | - | Average per channel | LDA | - | 85.4 | P300 | 3 | 0.8 | - | Average per channel | LDA | - | 66.2 | Target Selection | 36 | 2 | Speller | 87.7 | 1.65 char/min | NASA TLX | Two hybrid paradigms were tested, simultaneous and sequential. Only ERP (P300) was used, but for both visual and auditory paradigms. On the simultaneous, sounds and flashing targets would be combined to select a character in two stages (group selection, character within group selection). On the sequential, different sounds and targets would be presented one after the other. The participant needed to focuse on the target corresponding to the group and the sound corresponding to the letter (each sound corresponded to a geometrical spot as well). Signal processing was the same for both visual and auditory stimuli provenient simuli. NASA TLX was performed for all participants after the calibration phase for each condition (V, A, VA seq. & VA sim.) | 1
72 | An et al. | Exploring Combinations of Auditory and Visual Stimuli for Gaze-Independent Brain-Computer Interfaces | 2014 | 15 | 1 | 27.33 to 32.59 | Healthy | BrainAmp | Chsh BP 40-49Hz (for offline only) DS @ 100Hz | - | TRUE | TRUE | Homogeneous | Single-Brain Approach | Selective Attention | ERP | Visual,Auditory | Simultaneous | Synchronous | Same subject calibration | FALSE | TRUE | FALSE | FALSE | FALSE | P300 | 6 | 0.8 | - | Average per channel | LDA | - | -- | P300 | 3 | 0.8 | - | Average per channel | LDA | - | 62.4 | Target Selection | 36 | 2 | Speller | 92 | 2 char/min | NASA TLX | Two hybrid paradigms were tested, simultaneous and sequential. Only ERP (P300) was used, but for both visual and auditory paradigms. On the simultaneous, sounds and flashing targets would be combined to select a character in two stages (group selection, character within group selection). On the sequential, different sounds and targets would be presented one after the other. The participant needed to focuse on the target corresponding to the group and the sound corresponding to the letter (each sound corresponded to a geometrical spot as well). Signal processing was the same for both visual and auditory stimuli provenient simuli. NASA TLX was performed for all participants after the calibration phase for each condition (V, A, VA seq. & VA sim.) | 1
121 | Brennan et al. | Performance of a Steady-State Visual Evoked Potential and Eye Gaze Hybrid Brain-Computer Interface on Participants With and Without a Brain Injury | 2020 | 14 | 1 | 27.7 to 55.5 | Brain Injury | g.USBamp | - | OpenVibe | TRUE |  | Heterogeneous | External Input | Selective Attention | SSEP | Visual | Simultaneous | Synchronous | Same subject calibration | TRUE | FALSE | FALSE | TRUE | FALSE | SSVEP | 4 | 4.0625 | Spatial Filtering (MEC) | Power spectrum | Threshold detection | - | 80.26 | Eye Task | 5 | 1.6 | - | Screen location | - | - | - | Target Selection | 4 | 1 | Home automation | 99.14 | 15.87 | One question about system preference | = | 1
73 | Nann et al. | Feasibility and Safety of Bilateral Hybrid EEG/EOG Brain/Neural–Machine Interaction | 2020 | 4 | 1 | 36.6 to 67 | Tetraplegic | LiveAmp | - | - | TRUE | FALSE | Heterogeneous | Multi-Physiological | Operant Conditioning | SMR | Operant | Sequential | Synchronous | Same subject calibration | TRUE | FALSE | FALSE | TRUE | FALSE | MI | 2 | 0.5 | 1st Butt BP 1-30Hz Surface Laplacian filter | Power spectrum SMR-ERD | Threshold detection | - | 71.88 | Eye Task | 2 | - | 1st Butt BP 0.02-3Hz | 70% of median | Threshold detection | - | 100 | MI task + HOV | 4 | 3 | Robot/Robotic Hand | 81.25 | - | Seven questions Likerts scale (for tetraplegics) | System used a two stage paradigm to close two exoskeletons (R & L). The first stage was of activation, with a prolonged HOV to select which side and the second stage was to close the exoskeleton, using ERD for a period of time. A short HOV could be used to cancel the command. Both paradigms used thresholds for classification. Healthy participants and tetraplegics underwent the same paradigm. Some minor adjustments were made for the tetraplegics. | 0

## Complexity_ScopingReview
ID | Author | Title | Year | _Role_op | _Brain_sign | _Num_BS | _Div_input_sp | _Stim_mod | _Sim_Stim_mod | Idle_state | In1 | In2 | Correction/ Confirmation | Target type | Num_commands | Num_steps_command_max | Control | On_ACC | ITR | Qualit_meas | Comments
2 | Yang et al. | A Bipolar-Channel Hybrid Brain-Computer Interface System for Home Automation Control Utilizing Steady-State Visually Evoked Potential and Eye-Blink Signals | 2020 | Sequential | SSEP | 1 | Single-Brain Approach | Visual | 1 | FALSE | SSVEP | Eye Task | Confirmation | Strobe target | 38 | 2 | Home automation | - | 146.67 | - | hBCI system home automation using SSVEP and eye-blink. The system would contain six sub-menus and each menu six selections (totalling 42 items). Participants would look at the flickering target they wanted and confirmed the selection with a single blink. Double-blink would reject the command. There is no Hybrid Online Classification. Both SSVEP and Eye-Blink were classified by the same CNN. Both were collected via EEG.
5 | Fan et al. | A Brain–Computer Interface-Based Vehicle Destination Selection System Using P300 and SSVEP Signals | 2015 | Sequential | SSEP ERP | 2 | Single-Brain Approach | Visual | 1 | FALSE | P300 | SSVEP | Confirmation | Still target Strobe target | 9 | 2 | Drone/Vehicle/Wheelchair | 99.07 | 24.19 s | - | An interface containing nine P300 options, each corresponing to a destination, and two SSVEP blocks for confirmation or rejection of selection. Each target would correspond to a destinations. Results are all online for lab and driving situations. There is no specification about the Mode of Operation (times are specified, but there is no mention about it being self-paced or cued). Lab session
5 | Fan et al. | A Brain–Computer Interface-Based Vehicle Destination Selection System Using P300 and SSVEP Signals | 2015 | Sequential | SSEP ERP | 2 | Single-Brain Approach | Visual | 1 | FALSE | P300 | SSVEP | Confirmation | Still Target Strobe target | 9 | 2 | Drone/Vehicle/Wheelchair | 98.93 | 25.95 s | - | An interface containing nine P300 options, each corresponing to a destination, and two SSVEP blocks for confirmation or rejection of selection. Each target would correspond to a destinations. Results are all online for lab and driving situations. There is no specification about the Mode of Operation (times are specified, but there is no mention about it being self-paced or cued). Driving session.
7 | Brunner et al. | A comparison of three brain–computer interfaces based on event-related desynchronization, steady state visual evoked potentials, or a hybrid approach using both signals | 2011 | Simultaneous | SSEP SMR | 2 | Single-Brain Approach | Visual | 1 | FALSE | MI | SSVEP | - | Strobe target Motor Imagery | 2 | 2 | Nothing | 95.6 | 6.3 | Five questions Likert scale | Two LEDs attached to top and bottom of the monitor would flicker for the SSVEP and arrows would indicate a MI command (Top: open/close hands, Bottom: moving feet). During Hybrid trials, they would perfrom both SSVEP and MI simultaneously. Results reported the Maximum value not the average. No actuation. Results generated through cross-validated accuracies.
8 | Egan et al. | A gaze independent hybrid-BCI based on visual spatial attention | 2017 | Simultaneous | SSEP ERP | 2 | Single-Brain Approach | Visual | 1 | FALSE | P300 | SSVEP | - | Strobe target | 2 | 2 | Nothing | 79 | - | - | Two SSVEP squares simultaneously with strobe characters within where the letter C was the target. They would flicker at 15 and 20Hz, but the strobe would be at 5Hz. Results using group electrode selection and individual electrode selection. All experiments were offline. Averages were generated through repetition of 1000x of 10-fold Cross-Validation.
9 | Saravanakumar & Reddy | A high performance hybrid SSVEP based BCI speller system | 2019 | Simultaneous | SSEP | 1 | External Input | Visual | 1 | FALSE | SSVEP | Eye Task <VET> | Correction | Strobe target | 36 | 1 | Speller | 98.33 | 69.21 | - | Eleven frequencies were used for dual frequency SSVEP. The targets are split in three groups and eye gaze selects each group so the frequencies can be analysed. The best results include visual feedback. The study includes many tests in terms of optimal electrodes and window size for SSVEP (it can get confusing). There are no results for offline analysis of individual input accuracies. There are cue-based tasks and free spelling tasks.
10 | Lee et al. | A High Performance Spelling System based on EEG-EOG Signals With Visual Feedback | 2018 | Sequential | ERP | 1 | Multi-Physiological | Visual | 1 | FALSE | P300 | Eye Task | - | Still target | 36 | 2 | Speller | 98.2 | 37.6 | Three questions Likert scale | P300 speller with EOG confirmation. Wink confirmed selection. Synchronous and asynchronous experiments done. No offline results found. P300 was given by column-row highlights.
10 | Lee et al. | A High Performance Spelling System based on EEG-EOG Signals With Visual Feedback | 2018 | Sequential | ERP | 1 | Multi-Physiological | Visual | 1 | FALSE | P300 | Eye Task | - | Still target | 36 | 2 | Speller | 97.8 | 40.6 | Three questions Likert scale | P300 speller with EOG confirmation. Wink confirmed selection. Synchronous and asynchronous experiments done. No offline results found. P300 was given by column-row highlights.
11 | Li et al. | A Human-Vehicle Collaborative Simulated Driving System Based on Hybrid Brain–Computer Interfaces and Computer Vision | 2018 | Sequential | SSEP SMR | 2 | Single-Brain Approach | Visual Operant | 1 | TRUE | SSVEP | MI | - | Strobe target Motor Imagery | 5 | 1 | Drone/Vehicle/Wheelchair | 91.1 | 85.8 | - | System uses computer vision-based system to recognize virtual road condition. EEG processing is only active when reaching a corner or an intersection, or when close to a destination. SSVEP is only used to start/stop vehicle and MI is used to turn left or right.
12 | Zhou et al. | A Hybrid Asynchronous Brain-Computer Interface Combining SSVEP and EOG Signals | 2020 | Simultaneous | SSEP | 1 | Multi-Physiological | Visual | 1 | TRUE | SSVEP | EOG | Correction | Strobe target | 12 | 2 | Speller | 95.42 | 105.53 | - | Phone keyboard that uses SSVEP and EOG. EOG captures rapid blinking and SSVEP captures frequency and phase through the FBCCA method. Blinking was done on the first epoch of identification of a character. In case SSVEP didn't match the blinking, another epoch was recorded without the blinking (just staring at the screen)
14 | Allison et al. | A hybrid ERD/SSVEP BCI for continuous simultaneous two dimensional cursor control | 2012 | Simultaneous | SSEP SMR | 2 | Single-Brain Approach | Visual Operant | 2 | FALSE | SSVEP | MI | - | Strobe target Goal/spatial target | 8 | 2 | Cursor/Game | 60 | - | Eight questions Likerts scale | System uses MI and SSVEP to control a ball that can move in a 2D space. There are eight targets, which the participant can move the ball towards. The results were presented graphically. The average is around 60% but no clear number was given.
15 | Mannan et al. | A Hybrid Speller Design Using Eye Tracking and SSVEP Brain–Computer Interface | 2020 | Simultaneous | SSEP | 1 | External Input | Visual | 1 | FALSE | SSVEP | Eye Task | Correction | Strobe target | 48 | 1 | Speller | 90.35 | 184.06 | Three questions Likert scale | System uses SSVEP and Eye gaze to identify characters. Eye gaze selects subgroups and SSVEP selects characters within groups. There were asynchronous and synchronous experiments, but there are only valid results for the synchronous. Data is extracted simultaneously (from Eye Gaze and SSVEP) and information is crossed to define subgroup and character (i.e., location of gaze and frequency from SSVEP)
16 | Breitwieser et al. | A hybrid three-class brain–computer interface system utilizing SSSEPs and transient ERPs | 2016 | Simultaneous | SSEP ERP | 2 | Single-Brain Approach | Tactile | 1 | TRUE | SSSEP | tERP | - | Physical sensation | 2 | 2 | Nothing | 44.5 | - | - | The two index fingers were stimulated with the two selected frequencies simultaneously (SSSEP) and twiches happened to create an ERP effect (P300) one finger at a time. System removed EOG artefacts. SSEP and ERP results were threshold-fused via Bayes' theorem and K linear discriminant functions (K=3).
24 | Kaongoen & Jo | A novel hybrid auditory BCI paradigm combining ASSR and P300 | 2017 | Simultaneous | SSEP ERP | 2 | Single-Brain Approach | Auditory | 1 | FALSE | ASSR | P300 | - | Sound cue | 2 | 2 | Nothing | 85.33 | 9.11 | - | System was tested preliminarly, results were offline (10FCV). Binary classification. Fusion uses Linear weights for both paradigms. A SWLDA is used to find the optimal weights.
25 | Jalilpour et al. | A novel hybrid BCI speller based on RSVP and SSVEP paradigm | 2020 | Simultaneous | SSEP ERP | 2 | Single-Brain Approach | Visual | 1 | FALSE | SSVEP | Triple RSVP | - | Strobe target | 60 | 2 | Speller | 93.06 | 21.41 | - | System uses triple RSVP and SSVEP. Only one square flashes at 15Hz but three potentials can be read depending on the position of the letter. Results are computed with 3FCV
27 | Katyal & Singla | A novel hybrid paradigm based on steady state visually evokedpotential & P300 to enhance information transfer rate | 2020 | Simultaneous | SSEP ERP | 2 | Single-Brain Approach | Visual | 1 | FALSE | SSVEP | P300 | - | Strobe target | 8 | 2 | Nothing | 92.3 | 82.38 | - | For the fusion function, an SVM classifier was used to classify, based on the feature vector of 3x480 (PE, PO, S). The individual classifiers were used for the parallel hybrid and for the individual paradigms. The results are shown for the colored Quadratic SVM, which were the best. Colored vs. white stimuli were tested and colored ones had a better result. All results were offline. BLDA and CCA were only used for individual paradigms or for the parallel fusion. Offline accuracies for the individual paradigms, were the ones reported in the individual experiments and not for the hybrid components.
33 | Yao et al. | A Stimulus-Independent Hybrid BCI Based on Motor Imagery and Somatosensory Attentional Orientation | 2017 | Sequential | SMR | 1 | Single-Brain Approach | Operant | 1 | FALSE | MI | TSA (Tactile Selective Attention) | - | Motor Imagery Physical sensation | 4 | 1 | Nothing | 86.1 | - | - | For each participant, the combination with the highest combination of MI and SAO was chosen to combpose the Hybrid modality. All Hybrids were either L-MI + R-SAO or R-MI + L-SAO (<most cases).
34 | Yang et al. | A Synchronized Hybrid Brain-Computer Interface System for Simultaneous Detection and Classification of Fusion EEG Signals | 2020 | Simultaneous | SSEP SMR | 2 | Single-Brain Approach | Visual Operant | 2 | TRUE | MI | SSVEP | - | Strobe target Motor Imagery | 10 | 2 | Nothing | 95.53 | - | - | Targets included MI only, SSVEP only and the combination of both. The system used only 2 electrodes (C3, C4) and only reported offiline performance. Results were also generated using other classifiers like CCA and LASSO for the SSVEP and SVM for the MI. CNN had the best results. All pre-processing and filtering was the same for both MI and SSVEP as there were only two electrodes.
35 | Shin et al. | A Ternary Hybrid EEG-NIRS Brain-Computer Interface for the Classification of Brain Activation Patterns during Mental Arithmetic, Motor Imagery, and Idle State | 2018 | Sequantial | SMR SCP | 2 | Multi-Brain Approach | Visual Operant | 1 | TRUE | MI | Mental Task | - | Motor Imagery Mental task | 3 | 1 | Nothing | 82.2 | 4.7 | - | The interface could require a righ-hand MI, mental arithmetics or idle state from the participant. MI proeficiency was evaluated based on elapsed time training. Cap was 30 min. Classificarion problem was reduced to 3 binary classifications. The classifiers were separate for EEG and NIRS and then combined with a meta-classifier.
36 | Xu et al. | A visual parallel-BCI speller based on the time–frequency coding strategy | 2014 | Simultaneous | SSEP ERP | 2 | Single-Brain Approach | Visual | 1 | FALSE | SSVEP | P300 | Correction | Still target | 36 | 2 | Speller | 93.9 | 43 | - | Trigger synch done with an FPGA. Online testes contained 5 rounds for test 1 and 3 rounds for test 2. SSVEP yielded the sub-speller and P300 the character index within the sub-speller
37 | Ahn et al. | Achieving a hybrid brain–computer interface with tactile selective attention and motor imagery | 2014 | Simultaneous | SMR µ-rhythm | 2 | Single-Brain Approach | Operant Tactile | 2 | FALSE | MI | TSA (Tactile Selective Attention) | - | Motor Imagery Physical sensation | 2 | 1 | Nothing | 60 | - | - | Simultaneous hBCI requires both TSA and MI at the same time. Sequential. hBCI starts with TSA and then MI for the same hand-side indicated by the interface. Since the sequential experiment started with TSA, both Sequential-TSA and TSA results are the same. There are no online trials. Although the article mentions a questionneire, there are no results for it. The results are also not in a table, but in images, that's why they are approximated. Filtering varied for each paradigm. Cross validation used 3 groups for training and 7 for validation (usually, proportion is 1:9)
37 | Ahn et al. | Achieving a hybrid brain–computer interface with tactile selective attention and motor imagery | 2014 | Sequential | SMR µ-rhythm | 2 | Single-Brain Approach | Operant Tactile | 1 | FALSE | MI | TSA (Tactile Selective Attention) | - | Motor Imagery Physical sensation | 2 | 2 | Nothing | 71 | - | - | Simultaneous hBCI requires both TSA and MI at the same time. Sequential. hBCI starts with TSA and then MI for the same hand-side indicated by the interface. Since the sequential experiment started with TSA, both Sequential-TSA and TSA results are the same. There are no online trials. Although the article mentions a questionneire, there are no results for it. The results are also not in a table, but in images, that's why they are approximated. Filtering varied for each paradigm. Cross validation used 3 groups for training and 7 for validation (usually, proportion is 1:9)
38 | Yu et al. | An Asynchronous Hybrid Spelling Approach Based on EEG–EOG Signals for Chinese Character Input | 2019 | Sequential | ERP | 1 | Single-Brain Approach | Visual | 1 | FALSE | P300 | Eye Task | Correction | Still target | 28 | 2 | Speller | 93.6 | 43.8 | - | Speller for chinese symbols. After first letter was selected with P300, symbols were displayed. They could be selected with EOG (double blink) for fast spelling.
41 | Zhang et al. | An EEG/EMG/EOG-Based Multimodal Human-Machine Interface to Real-Time Control of a Soft Robot Hand | 2019 | Sequential | SMR | 1 | Multi-Physiological | Operant | 1 | TRUE | Eye Task | MI | - | Motor Imagery | 11 | 4 | Robot/Robotic Hand | 93.93 | 47.41 | - | The system consisted of three modes: EOG, EEG and EMG. EEG and EOG were collected with the same amp. EMG was caputred by a different amp and was processed via MYO API (black box?). EOG had 3 commands, EEG 2 and EMG 6. EEG operates in synchronous fashion and EOG and EMG in asynchronous fashion. Study did not specifically mention how many electrodes were used for EOG.
42 | Soekadar et al. | An EEG/EOG-based hybrid brain-neural computer interaction (BNCI) system to control an exoskeleton for the paralyzed hand | 2015 | Sequential | SMR | 1 | Multi-Physiological | Operant | 1 | TRUE | MI | Eye Task | Correction | Motor Imagery | 2 | 2 | Robot/Robotic Hand | 80.65 | - | - | This paper compares an MI system (single command) against an MI-EOG system (single command). The hybrid had the chance of correcting commands from MI using EOG. MI had a single command, to close the robotic hand through closing imagined motion, and EOG had a signle command of stopping and restarting robots position via right- or left-eye movement. Paper does lack to give some specific information like EOG sample window size, details of the paradigm and some technicalities in terms of trials.
42 | Soekadar et al. | An EEG/EOG-based hybrid brain-neural computer interaction (BNCI) system to control an exoskeleton for the paralyzed hand | 2015 | Sequential | SMR | 1 | Multi-Physiological | Operant | 1 | TRUE | MI | Eye Task | Correction | Motor Imagery | 2 | 2 | Robot/Robotic Hand | 76.03 | - | - | This paper compares an MI system (single command) against an MI-EOG system (single command). The hybrid had the chance of correcting commands from MI using EOG. MI had a single command, to close the robotic hand through closing imagined motion, and EOG had a signle command of stopping and restarting robots position via right- or left-eye movement. Paper does lack to give some specific information like EOG sample window size, details of the paradigm and some technicalities in terms of trials.
45 | Lin et al. | An online hybrid BCI system based on SSVEP and EMG | 2016 | Simultaneous | SSEP | 1 | Multi-Physiological | Visual | 1 | FALSE | SSVEP | EMG | Correction | Strobe target | 60 | 3 | Speller | 85.8 | 90.9 | - | System presents a stimulation stage and a multi-choice stage. In the stimulation, the participant selects the target section by making the number of corresponding fists and looks at the freq. of the target. Each section has the same 15 frqs. In the multi-choise, the participant had two most likely choices. If he did one fist, the second choice was selected. Results are presented for a system with and without the multi-choice stage. The fusion was based on paradigms accuracies (optimal and suboptimal options based on the two highest selections of the SSVEP and EMG). A free spelling task was also done with 5 participants.
45 | Lin et al. | An online hybrid BCI system based on SSVEP and EMG | 2016 | Simultaneous | SSEP | 1 | Multi-Physiological | Visual | 1 | FALSE | SSVEP | EMG | Correction | Strobe target | 60 | 3 | Speller | 82.6 | - | - | System presents a stimulation stage and a multi-choice stage. In the stimulation, the participant selects the target section by making the number of corresponding fists and looks at the freq. of the target. Each section has the same 15 frqs. In the multi-choise, the participant had two most likely choices. If he did one fist, the second choice was selected. Results are presented for a system with and without the multi-choice stage. The fusion was based on paradigms accuracies (optimal and suboptimal options based on the two highest selections of the SSVEP and EMG). A free spelling task was also done with 5 participants.
56 | Yao et al. | Combining Motor Imagery With Selective Sensation Toward a Hybrid-Modality BCI | 2014 | Simultaneous | SMR | 1 | Single-Brain Approach | Operant | 1 | FALSE | MI | TSA (Tactile Selective Attention) | - | Motor Imagery Physical sensation | 4 | 1 | Nothing | 83.1 | - | - | System measured MI and SS in an offline session. All the electrodes went through the same filtering, feature extraction and classifier. A single LDA classified all signals and the hybrid system is defined as the decoder of R-MI and L-SS. The other combinations had a lesser result.
62 | Chiarelli et al. | Deep learning for hybrid EEG-fNIRS brain–computer interface: application to motor imagery classification | 2018 | Simultaneous | SMR | 1 | Multi-Brain Approach | Operant | 1 | FALSE | MI | - | - | Motor Imagery | 2 | 1 | Nothing | 83.28 | - | - | System tested a hybrid EEG-fNIRS MI system in an offline setting. Each brain signal had a different filtering and feature selection, but one DNN classifier used a single feature vector including both. Results were generated with a 10-fold CV. The paper compared the DNN results with LDA & SVM classifiers. DNN was better.
64 | Duan et al. | Design of a Multimodal EEG-based Hybrid BCI System with Visual Servo Module | 2015 | Sequential | SSEP SMR µ-rhythm | 3 | Single-Brain Approach | Visual Operant | 1 | FALSE | SSVEP | MI | - | Strobe target Motor Imagery | 5 | 3 | Robot/Robotic Hand | 80 | - | - | System utlizies SSVEP to move robot. When the robot reaches the table, Mu frquencies (closure of eyes) is used to switch from SSVEP to MI mode. Then, MI is used to perform grasping action. Two experiments were run: a simulated robot and an actual NAO robot experiment. Results are reported for each paradigm. Mu paradigm is disconsidered, since it was only used to swtich modes (ACC 86.7 for both simulated and real experiments) The paper is not clear in explaning window sizes and steps (for the FFT truncation). It is also not clear in explaining how SFFT is used as a classifier for MI (most likely through thresholds?). It is also not clear in specifying number of trials and sessions for online experiments. This line is for the robot simulator.
64 | Duan et al. | Design of a Multimodal EEG-based Hybrid BCI System with Visual Servo Module | 2015 | Sequential | SSEP SMR µ-rhythm | 3 | Single-Brain Approach | Visual Operant | 1 | FALSE | SSVEP | MI | - | Strobe target Motor Imagery | 5 | 3 | Robot/Robotic Hand | 73.3 | - | - | System utlizies SSVEP to move robot. When the robot reaches the table, Mu frquencies (closure of eyes) is used to switch from SSVEP to MI mode. Then, MI is used to perform grasping action. Two experiments were run: a simulated robot and an actual NAO robot experiment. Results are reported for each paradigm. Mu paradigm is disconsidered, since it was only used to swtich modes (ACC 86.7 for both simulated and real experiments) The paper is not clear in explaning window sizes and steps (for the FFT truncation). It is also not clear in explaining how SFFT is used as a classifier for MI (most likely through thresholds?). It is also not clear in specifying number of trials and sessions for online experiments. This line is the NAO robot.
72 | An et al. | Exploring Combinations of Auditory and Visual Stimuli for Gaze-Independent Brain-Computer Interfaces | 2014 | Simultaneous | ERP | 1 | Single-Brain Approach | Visual Auditory | 2 | FALSE | P300 | P300 | - | Still target Sound Cue | 36 | 2 | Speller | 92 | 2 char/min | NASA TLX | Two hybrid paradigms were tested, simultaneous and sequential. Only ERP (P300) was used, but for both visual and auditory paradigms. On the simultaneous, sounds and flashing targets would be combined to select a character in two stages (group selection, character within group selection). On the sequential, different sounds and targets would be presented one after the other. The participant needed to focuse on the target corresponding to the group and the sound corresponding to the letter (each sound corresponded to a geometrical spot as well). Signal processing was the same for both visual and auditory stimuli provenient simuli. NASA TLX was performed for all participants after the calibration phase for each condition (V, A, VA seq. & VA sim.)
72 | An et al. | Exploring Combinations of Auditory and Visual Stimuli for Gaze-Independent Brain-Computer Interfaces | 2014 | Sequential | ERP | 1 | Single-Brain Approach | Visual Auditory | 1 | FALSE | P300 | P300 | - | Still target Sound Cue | 36 | 2 | Speller | 87.7 | 1.65 char/min | NASA TLX | Two hybrid paradigms were tested, simultaneous and sequential. Only ERP (P300) was used, but for both visual and auditory paradigms. On the simultaneous, sounds and flashing targets would be combined to select a character in two stages (group selection, character within group selection). On the sequential, different sounds and targets would be presented one after the other. The participant needed to focuse on the target corresponding to the group and the sound corresponding to the letter (each sound corresponded to a geometrical spot as well). Signal processing was the same for both visual and auditory stimuli provenient simuli. NASA TLX was performed for all participants after the calibration phase for each condition (V, A, VA seq. & VA sim.)
73 | Nann et al. | Feasibility and Safety of Bilateral Hybrid EEG/EOG Brain/Neural–Machine Interaction | 2020 | Sequential | SMR | 1 | Multi-Physiological | Operant | 1 | TRUE | MI | Eye Task | Correction | Motor Imagery | 4 | 3 | Robot/Robotic Hand | 85.89 | - | Seven questions Likerts scale (for tetraplegics) | System used a two stage paradigm to close two exoskeletons (R & L). The first stage was of activation, with a prolonged HOV to select which side and the second stage was to close the exoskeleton, using ERD for a period of time. A short HOV could be used to cancel the command. Both paradigms used thresholds for classification. Healthy participants and tetraplegics underwent the same paradigm. Some minor adjustments were made for the tetraplegics.
73 | Nann et al. | Feasibility and Safety of Bilateral Hybrid EEG/EOG Brain/Neural–Machine Interaction | 2020 | Sequential | SMR | 1 | Multi-Physiological | Operant | 1 | TRUE | MI | Eye Task | Correction | Motor Imagery | 4 | 3 | Robot/Robotic Hand | 81.25 | - | Seven questions Likerts scale (for tetraplegics) | System used a two stage paradigm to close two exoskeletons (R & L). The first stage was of activation, with a prolonged HOV to select which side and the second stage was to close the exoskeleton, using ERD for a period of time. A short HOV could be used to cancel the command. Both paradigms used thresholds for classification. Healthy participants and tetraplegics underwent the same paradigm. Some minor adjustments were made for the tetraplegics.
85 | Mousavi et al. | Hybrid brain-computer interface with motor imagery and error-related brain activity | 2020 | Simultaneous | SMR | 1 | Single-Brain Approach | Operant | 1 | FALSE | MI | ErrP | Correction | Goal/spatial target | 2 | 1 | Cursor/Game | 75.33 | 2.1 | One Likert-scale question + one questionnaire (not used for the analysis) | System used MI and ErrP BCI. Each paradigm was classified independently (R/L, G/B-CSP, G/B-WM) and combined via fusion. The fusion combined the probabilities via logisitc regression. During the trainaing phase (3 blocks), participants received sham feedback (to calibrate MI classifier and collect ErrP). The next 6 blocks, provided the participants with actual feedback. ErrP uses two classifers. One uses the CPS as features and the second uses windowed-means.
92 | Buccino et al. | Hybrid EEG-fNIRS Asynchronous BrainComputer Interface for Multiple Motor Tasks | 2016 | Simultaneous | SMR | 1 | Multi-Brain Approach | Operant | 1 | TRUE | ME (Motor Execution) | - | - | Motor Execution | 4 | 1 | Nothing | 82.1 | 4 | 1 | The system tried to identify R/L-hand and R/L-arm movement using EEG and fNIRS. Each type of signal was processed separately but classified together. A single LDA classifer was used to classify a single feature vector constructed with both signals. Three CSP spatial fiters are generated: to differentiate Rest-Task, R-L and Arm-Hand. Therefore, three classifications were generated.
98 | Khalaf et al. | Hybrid EEG–fTCD Brain–Computer Interfaces | 2020 | Simultaneous | SMR | 1 | Multi-Brain Approach | Operant | 1 | TRUE | MI | - | - | Motor Imagery | 2 | 1 | Nothing | 83.73 | 6.82 | - | System uses MI and records signals via EEG and fTCD. Rest state is included. The classifications are done for binary options and no 'system result' is presented. Optimal window sizes are picked for each binary problem. The final classifications for EEG and fTCD were calculated averaging the means of the individual binary outputs.
98 | Khalaf et al. | Hybrid EEG–fTCD Brain–Computer Interfaces | 2020 | Simultaneous | SSEP SCP | 2 | Multi-Brain Approach | Visual Operant | 2 | TRUE | SSVEP | Mental Task | - | Strobe target Mental task | 2 | 2 | Nothing | 87.46 | 4.46 | - | System uses Word formation and mental rotation with flickering patterns to elicit SSVEP while generating blood variations of concentration. Rest state is included. The classifications are done for binary options and no 'system result' is presented. Optimal window sizes are picked for each binary problem. The final classifications for EEG and fTCD were calculated averaging the means of the individual binary outputs.
103 | Xu et al. | Implementing Over 100 Command Codes for a High-Speed Hybrid Brain-Computer Interface Using Concurrent P300 and SSVEP Features | 2020 | Simultaneous | SSEP ERP | 2 | Single-Brain Approach | Visual | 1 | FALSE | SSVEP | P300 | Correction | Strobe target | 108 | 2 | Speller | 81.67 | 172.46 | - | In this experiment, a 108-character speller was developed. P300 and SSVEP were generated simultaneously using 12 sub-spellers of 3x3 symbols. Each sub-speller had a defined frquency and phase that would be shown for 200ms at each character following a sinusoidal wave (thus generating an ERP and SSEP stimuli simultaneously). Many filters, features and classifiers were experimented in offline sessions. The best combination was the one reported, using a filterbank, downsampling and TRCA classifier. P300 and SSVEP features were extracted using a combination of P300 channels and SSVEP channels. The final result refers to the final target selection (i.e., the combination of sub-speller and sub-speller character selection).
103 | Xu et al. | Implementing Over 100 Command Codes for a High-Speed Hybrid Brain-Computer Interface Using Concurrent P300 and SSVEP Features | 2020 | Simultaneous | SSEP ERP | 2 | Single-Brain Approach | Visual | 1 | FALSE | SSVEP | P300 | Correction | Strobe target | 108 | 2 | Speller | 79.17 | 164.69 | - | In this experiment, a 108-character speller was developed. P300 and SSVEP were generated simultaneously using 12 sub-spellers of 3x3 symbols. Each sub-speller had a defined frquency and phase that would be shown for 200ms at each character following a sinusoidal wave (thus generating an ERP and SSEP stimuli simultaneously). Many filters, features and classifiers were experimented in offline sessions. The best combination was the one reported, using a filterbank, downsampling and TRCA classifier. P300 and SSVEP features were extracted using a combination of P300 channels and SSVEP channels. The final result refers to the final target selection (i.e., the combination of sub-speller and sub-speller character selection).
106 | Shi et al. | Indoor space target searching based on EEG and EOG for UAV | 2019 | Sequential | SMR | 1 | Multi-Physiological | Operant | 1 | TRUE | MI | Eye Task | - | Motor imagery | 5 | 1 | Drone/Vehicle/Wheelchair | 88.43 | - | - | Paper presents a hybrid BCI using MI and EOG. EOG triple blink was used to switch MI modes (horizontal to vertical mode). MI, using L/R hand movement, could control drone position. 6 participants did a calibration phase where they collected data. 10 participants did an online trial, where they used the calibrated system to fly. A trajectory was recorded for each participant. Idle state would allow the drone to keep flying.
110 | Glowinsky et al. | Limited value of temporo-parietal hemodynamic signals in an optical-electric auditory brain-computer interface | 2018 | Simultaneous | ERP | 1 | Multi-Brain Approach | Auditory | 1 | FALSE | P300 | - | - | Sound cue | 2 | 1 | Nothing | 77.43 | - | - | Experiment uses EEG and NIRS with an auditory P300 paradigm. Each ear repeatedly receives one type of stimuli (male saying Yes or female saying No) and an oddball (Yup or Nay). Each signal was processed and classified on its own. To combine both signals for the hBCI, features were selected previously. All experiments were offline. EEG had the best result.
121 | Brennan et al. | Performance of a Steady-State Visual Evoked Potential and Eye Gaze Hybrid Brain-Computer Interface on Participants With and Without a Brain Injury | 2020 | Simultaneous | SSEP | 1 | External Input | Visual | 1 | TRUE | SSVEP | Eye Task | - | Strobe target | 4 | 1 | Home automation | 99.84 | 24.41 | - | This paper uses SSVEP and Eye Gaze to control a Visual Interface. SSVEP is based on thresholds. The window was a sliding one that could increase in size if no classifications could be made. Eye Gaze is based on dwelling time on sub-sections of the interface. The dwelling time was set to 1.6s (i.e., 50 votes). One recalibration is allowed if trials are not yielding proper results. In case of recalibration, the session is restarted. For healthy participants, 2 sessions took place. For brain injured, 1 session took place. Cues and thresholds were set by the experimenter. Sampling rate not reported for EEG (!!!)
121 | Brennan et al. | Performance of a Steady-State Visual Evoked Potential and Eye Gaze Hybrid Brain-Computer Interface on Participants With and Without a Brain Injury | 2020 | Simultaneous | SSEP | 1 | External Input | Visual | 1 | TRUE | SSVEP | Eye Task | - | Strobe target | 4 | 1 | Home automation | 99.14 | 15.87 | One question about system preference | =
125 | Duan et al. | Quadcopter Flight Control Using a Non-invasive Multi-Modal Brain Computer Interface | 2019 | Sequential | SSEP SMR | 2 | Single-Brain Approach | Visual Operant Auditory | 1 | TRUE | SSVEP | MI | - | Strobe target Motor Imagery | 5 | 1 | Drone/Vehicle/Wheelchair | 87.65 | - | - | System utilizes MI or SSVEP modes to trigger commands and modes can be switched via double blink. The experiment performs a real-world flight as well, but no valid metrics could be collected from it, so only the virtual environment flight is considered. Both paradigms were classified through an SVM. The drone can turn and go up and down.
132 | Yu et al. | Self-Paced Operation of a Wheelchair Based on a Hybrid Brain-Computer Interface Combining Motor Imagery and P300 Potential | 2017 | Sequential | ERP SMR | 2 | Single-Brain Approach | Visual Operant | 1 | TRUE | MI | P300 | - | Still target Motor Imagery | 12 | 1 | Drone/Vehicle/Wheelchair | - | - | - | System uses P300 and MI. P300 is used to choose movements and MI is used to change acceleration. MI and P300 also turn the system on and off. Each paradigm had its own results due to non-simultaneity of the system. In static state, only MI can be activated. To bring the wheelchair from idle to control state, a sequential left-right MI is performed. To bring the wheelchair from control to idle state, the stop button is selected via P300. Although two online experiment were perfomed, no valid results could be extracted from them, therefore only the offline part will be considered.
134 | Ko et al. | SSVEP-assisted RSVP brain–computer interface paradigm for multi-target classification | 2020 | Sequential | SSEP ERP | 2 | Single-Brain Approach | Visual | 1 | TRUE | SSVEP | RSVP | Correction | Strobe target | 64 | 2 | Cursor/Game | 78.1 | 7.95 | - | Experiment used SSVEP and RSVP to play a game. The first stage required user to select the target position vis SSVEP. The second stage required the user to select the matching icon (to form a line or column) using RSVP. Each target location flashed at the same frequency. To switch phases, a click was required. Each paradigm used its own conditioning and classification. Offline and online results are provided.
136 | Long et al. | Target Selection With Hybrid Feature for BCI-Based 2-D Cursor Control | 2012 | Simultaneous | ERP SMR | 2 | Single-Brain Approach | Visual Operant | 2 | TRUE | P300 | MI | - | Goal/spatial target | 5 | 3 | Cursor/Game | 92.84 | 18.96s | - | System utilizes MI and P300 to move circle to target. Then a target selection needs to be done via MI only or rejected via P300 only. Each paradigm is conditioned and processed separately. A single SVM classifier was used with a hybrid feature vector. An MI BCI system is also programmed and compared to the hBCI (MI online result corresponds to this). Online and offline experiments were carried on. Offline served for calibration.
139 | Allison et al. | Toward a hybrid brain–computer interface based on imagined movement and visual attention | 2010 | Simultaneous | SSEP SMR | 2 | Single-Brain Approach | Visual | 1 | FALSE | MI | SSVEP | - | Strobe target Motor Imagery | 2 | 2 | Nothing | 81 | - | Two questions Likert scale | A hybrid system using MI and SSVEP is proposed. A screeen showed the target and two LED had flickering frequencies. The signal from all electrodes were processed equally. Two stages for selection were done. On the first, the SFFS/LDA method was used, where 11 band powers were generated and downsampled to extract only 21 samples per segment and then fed into an LDA classifier to normalize and optimize the features. In stage 2, a running classifier was chosen to select the best 0.5 segment for the LDA classifier and the optimized features extracted before (i.e. the power bands and channels) were applied to the best 0.5s segment. Eight runs were performed per participant. The first two were MI only, the other two were SSVEP only and the final four were hybrid. One online pilot experiment was done with one subject, but not enough results were generated to be included here.
140 | Wu et al. | Toward a hybrid brain-computer interface based on repetitive visual stimuli with missing events | 2016 | Simultaneous | SSEP ERP | 2 | Single-Brain Approach | Visual | 1 | FALSE | SSVEP | OSP | - | Strobe target | 4 | 2 | Nothing | 86.92 | 24.06 | - | System utilizes SSVEP combined with OSP (omitted stimulus potential = ERP). Four flickering disks are displayed around the centre of the screen. Two at 10Hz, two at 12Hz and missing flickers ocurred in all disks, at different times to generate OSP. CCA is used for SSVEP and SVM+Naive Bayesan is used for the OSP. Two methods are tested (with white missing or black missing). White missing yields a higher performance. Many signal analysis are also presented in this paper. Window size for SSVEP analysis is not stated clearly, so 2.5s were used as that is the stimuli time presentation.
150 | Long et al. | A Hybrid Brain Computer Interface to Control the Direction and Speed of a Simulated or Real Wheelchair | 2012 | Sequential | ERP SMR | 2 | Single-Brain Approach | Visual Operant | 1 | TRUE | P300 | MI | - | Still target Motor Imagery | 5 | 1 | Drone/Vehicle/Wheelchair | 100 | - | - | System to control a wheelchair using P300 and MI. Eight flashing targets around the screen allow the user to go high speed; foot MI allow the user go low speed and idle state maintains the speed. Right- and left-hand MI control the direction. Hierarchy of signals: directional control, speed control and idle.

## LaTeX-Taxonomy
Paper | Diversity of\newline Input | Role of\newline Operation | Mode of\newline Operation | Mental\newline Strategies | Brain\newline Signatures | Stimulus\newline Modalities
\citeauthor{allison_toward_2010} | SB | Sim. | Synch | OC\newline SA | SSEP\newline SMR | Visual
\citeauthor{brunner_comparison_2011} | SB | Sim. | Synch | OC\newline SA | SSEP\newline SMR | Visual
\citeauthor{allison_hybrid_2012} | SB | Sim. | Synch | OC\newline SA | SSEP\newline SMR | Visual\newline Operant
\citeauthor{long_target_2012} | SB | Sim. | Synch | OC\newline SA | ERP\newline SMR | Visual\newline Operant
\citeauthor{long_hybrid_2012} | SB | Seq. | Asynch | OC\newline SA | ERP\newline SMR | Visual\newline Operant
\citeauthor{xu_visual_2014} | SB | Sim. | Synch | SA | SSEP\newline ERP | Visual
\citeauthor{ahn_achieving_2014} | SB | Sim. | Synch | OC | SMR\newline µ-rhythm | Operant\newline Tactile
| SB | Seq. | Synch | OC | SMR\newline µ-rhythm | Operant\newline Tactile
\citeauthor{yao_combining_2014} | SB | Sim. | Synch | OC | SMR | Operant
\citeauthor{an_exploring_2014} | SB | Sim. | Synch | SA | ERP | Visual\newline Auditory
| SB | Seq. | Synch | SA | ERP | Visual\newline Auditory
\citeauthor{fan_brain-computer_2015} | SB | Seq. | Synch | SA | SSEP\newline ERP | Visual
| MPh | Seq. | Synch | OC | SSEP\newline ERP | Visual
\citeauthor{soekadar_eegeog-based_2015} | SB | Seq. | Asynch | OC\newline SA | SMR | Operant
| SB | Seq. | Synch | SA | SMR | Operant
\citeauthor{duan_design_2015} | MPh | Seq. | Synch | OC | SSEP\newline SMR\newline µ-rhythm | Visual\newline Operant
| SB | Seq. | Asynch | OC\newline SA | SSEP\newline SMR\newline µ-rhythm | Visual\newline Operant
\citeauthor{breitwieser_hybrid_2016} | SB | Sim. | Synch | SA | SSEP\newline ERP | Tactile
\citeauthor{lin_online_2016} | MPh | Sim. | Asynch | SA | SSEP | Visual
| MB | Sim. | Asynch | OC | SSEP | Visual
\citeauthor{buccino_hybrid_2016} | SB | Sim. | Synch | SA | SMR | Operant
\citeauthor{wu_toward_2016} | MPh | Sim. | Synch | SA | SSEP\newline ERP | Visual
\citeauthor{egan_gaze_2017} | SB | Sim. | Synch | SA | SSEP\newline ERP | Visual
\citeauthor{kaongoen_novel_2017} | SB | Sim. | Synch | SA | SSEP\newline ERP | Auditory
\citeauthor{yao_stimulus-independent_2017} | SB | Seq. | Synch | OC | SMR | Operant
\citeauthor{yu_self-paced_2017} | SB | Seq. | Asynch | OC\newline SA | ERP\newline SMR | Visual\newline Operant
\citeauthor{lee_high_2018} | MPh | Seq. | Asynch | SA | ERP | Visual
| MPh | Seq. | Synch | SA | ERP | Visual
\citeauthor{li_human-vehicle_2018} | SB | Seq. | Synch | OC\newline SA | SSEP\newline SMR | Visual\newline Operant
\citeauthor{shin_ternary_2018} | MB | Seq. | Synch | OC | SMR\newline SCP | Visual\newline Operant
\citeauthor{chiarelli_deep_2018} | MB | Sim. | Synch | OC | SMR | Operant
\citeauthor{glowinsky_limited_2018} | MB | Sim. | Synch | SA | ERP | Auditory
\citeauthor{saravanakumar_high_2019} | EI | Sim. | Synch | SA | SSEP | Visual
\citeauthor{yu_asynchronous_2019} | SB | Seq. | Synch | SA | ERP | Visual
\citeauthor{zhang_eegemgeog-based_2019} | MPh | Seq. | Synch\newline Asynch | OC | SMR | Operant
\citeauthor{shi_indoor_2019} | MPh | Seq. | Asynch | OC | SMR | Operant
\citeauthor{duan_quadcopter_2019} | SB | Seq. | Synch | OC\newline SA | SSEP\newline SMR | Visual\newline Operant\newline Auditory
\citeauthor{yang_bipolar-channel_2020} | SB | Seq. | Synch | SA | SSEP | Visual
\citeauthor{zhou_hybrid_2020} | MPh | Sim. | Asynch | SA | SSEP | Visual
\citeauthor{mannan_hybrid_2020} | EI | Sim. | Synch | SA | SSEP | Visual
\citeauthor{jalilpour_novel_2020} | SB | Sim. | Synch | SA | SSEP\newline ERP | Visual
\citeauthor{katyal_novel_2020} | SB | Sim. | Synch | SA | SSEP\newline ERP | Visual
\citeauthor{yang_synchronized_2020} | SB | Sim. | Synch | OC\newline SA | SSEP\newline SMR | Visual\newline Operant
\citeauthor{nann_feasibility_2020} | MPh | Seq. | Synch | OC | SMR | Operant
| SB | Seq. | Synch | OC | SMR | Operant
\citeauthor{mousavi_hybrid_2020} | MB | Sim. | Synch | OC\newline SA | SMR | Operant
\citeauthor{khalaf_hybrid_2020} | MB | Sim. | Synch | OC | SMR | Operant
| SB | Sim. | Asynch | SA | SSEP\newline SCP | Visual\newline Operant
\citeauthor{xu_implementing_2020} | SB | Sim. | Synch | SA | SSEP\newline ERP | Visual
| EI | Sim. | Synch | SA | SSEP\newline ERP | Visual
\citeauthor{brennan_performance_2020} | SB | Sim. | Asynch | SA | SSEP | Visual
| MPh | Sim. | Synch | OC | SSEP | Visual
\citeauthor{ko_ssvep-assisted_2020} | EI | Seq. | Synch | SA | SSEP\newline ERP | Visual

## LaTeX-Perf
Paper | Input 1 | Input 2 | Target\newline types | N. Targets | Selection\newline Steps | Control | Accuracy\newline [%] | ITR\newline [bits/min]
\citeauthor{allison_toward_2010} | MI | SSVEP | Strobe\newline MI | 2 | 2 | Nothing | 81 | -
\citeauthor{brunner_comparison_2011} | MI | SSVEP | Strobe\newline MI | 2 | 2 | Nothing | 95.6 | 6.3
\citeauthor{allison_hybrid_2012} | SSVEP | MI | Strobe\newline Goal/spatial | 8 | 2 | Cursor/Game | 60 | -
\citeauthor{long_target_2012} | P300 | MI | Goal/spatial | 5 | 3 | Cursor/Game | 92.84 | 18.96 s/sel
\citeauthor{long_hybrid_2012} | P300 | MI | Still\newline MI | 5 | 1 | DVW | 100 | -
\citeauthor{xu_visual_2014} | SSVEP | P300 | Still | 36 | 2 | Speller | 93.9 | 43
\citeauthor{ahn_achieving_2014} | MI | TSA | MI\newline Physical | 2 | 1 | Nothing | 60 | -
| MI | TSA | MI\newline Physical | 2 | 2 | Nothing | 71 | -
\citeauthor{yao_combining_2014} | MI | TSA | MI\newline Physical | 4 | 1 | Nothing | 83.1 | -
\citeauthor{an_exploring_2014} | P300 | P300 | Still\newline Sound | 36 | 2 | Speller | 92 | 2 char/min
| P300 | P300 | Still\newline Sound | 36 | 2 | Speller | 87.7 | 1.65 char/min
\citeauthor{fan_brain-computer_2015} | P300 | SSVEP | Still\newline Strobe | 9 | 2 | DVW | 99.07 | 24.19 s/sel
| P300 | SSVEP | Still\newline Strobe | 9 | 2 | DVW | 98.93 | 25.95 s/sel
\citeauthor{soekadar_eegeog-based_2015} | MI | ET | MI | 2 | 2 | Robotic | 80.65 | -
| MI | ET | MI | 2 | 2 | Robotic | 76.03 | -
\citeauthor{duan_design_2015} | SSVEP | MI | Strobe\newline MI | 5 | 3 | Robotic | 80 | -
| SSVEP | MI | Strobe\newline MI | 5 | 3 | Robotic | 73.3 | -
\citeauthor{breitwieser_hybrid_2016} | SSSEP | tERP | Physical | 2 | 2 | Nothing | 44.5 | -
\citeauthor{lin_online_2016} | SSVEP | EMG | Strobe | 60 | 3 | Speller | 85.8 | 90.9
| SSVEP | EMG | Strobe | 60 | 3 | Speller | 82.6 | -
\citeauthor{buccino_hybrid_2016} | Motor Execution | - | ME | 4 | 1 | Nothing | 82.1 | 4
\citeauthor{wu_toward_2016} | SSVEP | P300 | Strobe | 4 | 2 | Nothing | 86.92 | 24.06
\citeauthor{egan_gaze_2017} | P300 | SSVEP | Strobe | 2 | 2 | Nothing | 79 | -
\citeauthor{kaongoen_novel_2017} | ASSR | P300 | Sound | 2 | 2 | Nothing | 85.33 | 9.11
\citeauthor{yao_stimulus-independent_2017} | MI | TSA | MI\newline Physical | 4 | 1 | Nothing | 86.1 | -
\citeauthor{yu_self-paced_2017} | MI | P300 | Still\newline MI | 12 | 1 | DVW | - | -
\citeauthor{lee_high_2018} | P300 | ET | Still | 36 | 2 | Speller | 98.2 | 37.6
| P300 | ET | Still | 36 | 2 | Speller | 97.8 | 40.6
\citeauthor{li_human-vehicle_2018} | SSVEP | MI | Strobe\newline MI | 5 | 1 | DVW | 91.1 | 85.8
\citeauthor{shin_ternary_2018} | MI | MT | MI\newline Mental | 3 | 1 | Nothing | 82.2 | 4.7
\citeauthor{chiarelli_deep_2018} | MI | - | MI | 2 | 1 | Nothing | 83.28 | -
\citeauthor{glowinsky_limited_2018} | P300 | - | Sound | 2 | 1 | Nothing | 77.43 | -
\citeauthor{saravanakumar_high_2019} | SSVEP | ET | Strobe | 36 | 1 | Speller | 98.33 | 69.21
\citeauthor{yu_asynchronous_2019} | P300 | ET | Still | 28 | 2 | Speller | 93.6 | 43.8
\citeauthor{zhang_eegemgeog-based_2019} | Eye Task | MI | MI | 11 | 4 | Robotic | 93.93 | 47.41
\citeauthor{shi_indoor_2019} | MI | ET | MI | 5 | 1 | DVW | 88.43 | -
\citeauthor{duan_quadcopter_2019} | SSVEP | MI | Strobe\newline MI | 5 | 1 | DVW | 87.65 | -
\citeauthor{yang_bipolar-channel_2020} | SSVEP | ET | Strobe | 38 | 2 | HA | - | 146.67
\citeauthor{zhou_hybrid_2020} | SSVEP | EOG | Strobe | 12 | 2 | Speller | 95.42 | 105.53
\citeauthor{mannan_hybrid_2020} | SSVEP | ET | Strobe | 48 | 1 | Speller | 90.35 | 184.06
\citeauthor{jalilpour_novel_2020} | SSVEP | RSVP | Strobe | 60 | 2 | Speller | 93.06 | 21.41
\citeauthor{katyal_novel_2020} | SSVEP | P300 | Strobe | 8 | 2 | Nothing | 92.3 | 82.38
\citeauthor{yang_synchronized_2020} | MI | SSVEP | Strobe\newline MI | 10 | 2 | Nothing | 95.53 | -
\citeauthor{nann_feasibility_2020} | MI | ET | MI | 4 | 3 | Robotic | 85.89 | -
| MI | ET | MI | 4 | 3 | Robotic | 81.25 | -
\citeauthor{mousavi_hybrid_2020} | MI | ErrP | Goal/spatial | 2 | 1 | Cursor/Game | 75.33 | 2.1
\citeauthor{khalaf_hybrid_2020} | MI | - | MI | 2 | 1 | Nothing | 83.73 | 6.82
| SSVEP | MT | Strobe\newline MI | 2 | 2 | Nothing | 87.46 | 4.46
\citeauthor{xu_implementing_2020} | SSVEP | P300 | Strobe | 108 | 2 | Speller | 81.67 | 172.46
| SSVEP | P300 | Strobe | 108 | 2 | Speller | 79.17 | 164.69
\citeauthor{brennan_performance_2020} | SSVEP | ET | Strobe | 4 | 1 | HA | 99.84 | 24.41
| SSVEP | ET | Strobe | 4 | 1 | HA | 99.14 | 15.87
\citeauthor{ko_ssvep-assisted_2020} | SSVEP | RSVP | Strobe | 64 | 2 | Cursor/Game | 78.1 | 7.95

## LaTeX-ComplTraits
Paper | Target\newline types | N. Targets | Steps\newline for selection
\citeauthor{allison_toward_2010} | Strobe\newline MI | 2 | 2
\citeauthor{brunner_comparison_2011} | Strobe\newline MI | 2 | 2
\citeauthor{allison_hybrid_2012} | Strobe\newline Goal/spatial | 8 | 2
\citeauthor{long_target_2012} | Goal/spatial | 5 | 3
\citeauthor{long_hybrid_2012} | Still\newline MI | 5 | 1
\citeauthor{xu_visual_2014} | Still | 36 | 2
\citeauthor{ahn_achieving_2014} | MI\newline Physical | 2 | 1
| MI\newline Physical | 2 | 2
\citeauthor{yao_combining_2014} | MI\newline Physical | 4 | 1
\citeauthor{an_exploring_2014} | Still\newline Sound | 36 | 2
| Still\newline Sound | 36 | 2
\citeauthor{fan_brain-computer_2015} | Still\newline Strobe | 9 | 2
| Still\newline Strobe | 9 | 2
\citeauthor{soekadar_eegeog-based_2015} | MI | 2 | 2
| MI | 2 | 2
\citeauthor{duan_design_2015} | Strobe\newline MI | 5 | 3
| Strobe\newline MI | 5 | 3
\citeauthor{breitwieser_hybrid_2016} | Physical | 2 | 2
\citeauthor{lin_online_2016} | Strobe | 60 | 3
| Strobe | 60 | 3
\citeauthor{buccino_hybrid_2016} | ME | 4 | 1
\citeauthor{wu_toward_2016} | Strobe | 4 | 2
\citeauthor{egan_gaze_2017} | Strobe | 2 | 2
\citeauthor{kaongoen_novel_2017} | Sound | 2 | 2
\citeauthor{yao_stimulus-independent_2017} | MI\newline Physical | 4 | 1
\citeauthor{yu_self-paced_2017} | Still\newline MI | 12 | 1
\citeauthor{lee_high_2018} | Still | 36 | 2
| Still | 36 | 2
\citeauthor{li_human-vehicle_2018} | Strobe\newline MI | 5 | 1
\citeauthor{shin_ternary_2018} | MI\newline Mental | 3 | 1
\citeauthor{chiarelli_deep_2018} | MI | 2 | 1
\citeauthor{glowinsky_limited_2018} | Sound | 2 | 1
\citeauthor{saravanakumar_high_2019} | Strobe | 36 | 1
\citeauthor{yu_asynchronous_2019} | Still | 28 | 2
\citeauthor{zhang_eegemgeog-based_2019} | MI | 11 | 4
\citeauthor{shi_indoor_2019} | MI | 5 | 1
\citeauthor{duan_quadcopter_2019} | Strobe\newline MI | 5 | 1
\citeauthor{yang_bipolar-channel_2020} | Strobe | 38 | 2
\citeauthor{zhou_hybrid_2020} | Strobe | 12 | 2
\citeauthor{mannan_hybrid_2020} | Strobe | 48 | 1
\citeauthor{jalilpour_novel_2020} | Strobe | 60 | 2
\citeauthor{katyal_novel_2020} | Strobe | 8 | 2
\citeauthor{yang_synchronized_2020} | Strobe\newline MI | 10 | 2
\citeauthor{nann_feasibility_2020} | MI | 4 | 3
| MI | 4 | 3
\citeauthor{mousavi_hybrid_2020} | Goal/spatial | 2 | 1
\citeauthor{khalaf_hybrid_2020} | MI | 2 | 1
| Strobe\newline MI | 2 | 2
\citeauthor{xu_implementing_2020} | Strobe | 108 | 2
| Strobe | 108 | 2
\citeauthor{brennan_performance_2020} | Strobe | 4 | 1
| Strobe | 4 | 1
\citeauthor{ko_ssvep-assisted_2020} | Strobe | 64 | 2

## 2019 - Matheus - Proposal
Tag | N. | Authors | Title | Year | Pop. Age | Pop. Cond | Pop. Size | Acquisition Type | Acquisition Brand | Classifier/ Algorithm | Pre- Processing/ Decomposition | Paradigm/Protocol | Actuation | Activity | Ev. Meth | Results | Comments
Children and BCI | 1 | Mikolajewska, E., Mikolajewski, D. Review ↓ | The prospects of brain — computer interface applications in children | 2014 | Reviews BCI for children @ "__preview_Mini-Review-Children+BCI 3" file |  |  |  | ↓ | [7 empty] | Researches available BCI neurorehabilitation for children with impairments. Kids need to be cooperative as well as their parents/care-taker, have to be well fed and engaged (proper language, activity, assessments, self-diagnosis and training); pleasant room decor, avoidance of fearful situations and proper body positioning as well as electrode’s. Is preferred if all this can be adapted according to “age, deficits, needs and preferences”. An important point is that children brain signals may change due time, affecting long-term BCI use (despite there is no knowledge about what effects long-term BCI use, in children, can cause [influence to the nervous system and brain]). Gamma rhythm seems to be the only unchanged frequency with age. Other cortical bands show to change through time. EEG also will have different interpretations depending on age and level of maturity. Other disturbances in signal may be “bad mood, fear, fever, drugs”. And that mental workload can be an issue for child-patients too. Therefore, some “contraindications to active BCI” were “mental illness, severe uncontrolled tics and lack of understanding […]”.
Children and BCI | 1.1 | Breshears et al. | Decoding Motor Signals From the Pediatric Cortex: Implications for Brain-Computer Interfaces in Children | 2011 | 9 to 15 | Disabled: Intractable Epilepsy | 6 | ECoG (implanted) + BCI2000 | - | Power in freq. (bin of 2Hz) | Freq. Pwr r² | Exectuion + MI (hands, tongue, rest) | Cursor Movement |  | ACC | 84,92% avg | 5 participants acheived >80%. Band frq. for contro ß(15-40Hz), ð(60-130Hz). Mean performance was 81% ACC, with mean training time of 11,6 min.
Children and BCI | 1.2 | Cincotti et al. | Non-invasive brain–computer interface system: Towards its application as assistive technology | 2008 | 12 to 35 | Healthy & Disabled: SpinalMuscular Atrophy II (SMAII) Duchenne Musucular Dystrophy (DMD) | 14 & 4 (used EEG) | EEG @ 200Hz + BCI2000 | BrainAmp (Brainproducts GimbH) | Power in freq. (bin of 2Hz) | Freq. Pwr r² | Execution + MI (hands, feet) | Cursor Movement |  | ACC | 86,75% (healthy) 66,57% (disabled) | Personalized Electrodes position and personalized frequency of analysis (table 3). EEG tested with 14 healthy subjects and 4 subjects with disabilities
Children and BCI | 1.3 | Ehlers et al. | Age-Specific Mechanisms in an SSVEP-Based BCI Scenario: Evidences from Spontaneous Rhythms and Neuronal Oscillators | 2012 | G1: avg 6,73 G2: avg 8,08 G3: avg 9.86 G4: avg 22,36 | Healthy | 11 12 14 14 | EEG @ 2048Hz + BCI2000 | Porti32 (Twente Medical Systems Inter.) | Bremen BCI algorithm (window of 2s) | Sinusoidal Frequencies | SSVEP | Keyboard |  | ACC | 40, 58, 40% 51, 53, 45% 50, 75, 55% 78, 78, 61% Low, Med, High Freq | Adults obtained consistently higher accuracy. Group's results were significantly different in low frequencies. In medium frequencies, group 1 and 4 presented differences. In high frequencies, no statistical difference was spotted. Low Freq: 7, 8, 9, 10, and 11Hz Med Freq: 13, 14,15, 16, and 17 Hz High Freq: 30, 32, 34, 36, and 38Hz
Children and BCI | 2 | Zhang, J. et al. | Evaluating if children can use simple brain computer interfaces | 2019 | 6 to 18 | Healthy | 26 | EEG @ 2048Hz | EPOC | PNN & Radial Basis Function | ERS/ERD | MI (hands open-close) Goal Oriented | Car Moving Cursor Mov. |  | Cohen's Kappa | 0.025 to 0.9 Avg 0.46 | Children participated in one of the four groups and all sessions were counterbalanced preventing within-session learning and compensating possible order effects. Kappa showed correlation between higher performance and age. The mean Cohen’s kappa fot the GO strategy was higher then for the MI. There was also a possible performance improvement in the second session. Discussion tells that “age, task and strategy appear to influence the ability of children to use such BCI system.” As for the task, the remote-controlled car presented better performance and as for the strategy, the GO had better performance.
Children and BCI | 3 | Dovgialo, M. et al. | Assessment of Statistically Significant Command-Following in Pediatric Patients with Disorders of Consciousness, Based on Visual, Auditory and Tactile Event-Related Potentials | 2019 | G1: avg 31,1 G2: avg 12,7 G3: avg 13,4 | Multiple: Healthy Healthy Disorder of Consciousness | 2015-10-10 | EEG + EOG @1024Hz | TMSI Porti | LDA | ICA | OddBall -Visual, Auditory (2) and Tactile | - |  | N. of right answers | 70% Visual (7/10) 60% Visual (6/10) Best = non-visual | One of their main problems was excessive movement artifacts. For that they developed a “correction of ocular artifacts”. Signals were filtered and afterward decomposed with ICA. The highest correlated ICA component with EOG was removed. Also some candidates for artifacts were considered outliers, hight amplitude & low frequency, abrupt slopes and muscle artifacts. And finally Monte Carlo test was implemented to search for procedure biasing.
JACO and BCI | 4 | Meng et al. | Noninvasive Electroencephalogram Based Control of a Robotic Arm for Reach and Grasp Tasks | 2016 | 18 to 54 (avg 27) | Healthy | 13 | EEG @ 1000Hz + BCI2000 | Neuroscan | ERS/ERD Filter | ERS/ERD | MI (hands) | Robot JACO moving in 3D space |  | Time Execution & N. successf. tr | ~85% in 2D ~95% in 1D LR | The 3D coordinates are reached by the sequential combination of two “low dimensional controls”. The first control moves the robot arm in a 2-dimensional (2D) plane parallel to the table. Right and left MI allow the robot to move right and left respectively. Both hands MI simultaneous activity and relaxation allow the robot to move backwards/down and forward/up respectively. Authors mention how time and practice collaborated in subjects’ performance. Long journey of practice (81± 34 days) to reach a level of expertise.
JACO and BCI | 5 | Bougrain et al. | Inverse reinforcement learning to control a robotic arm using a Brain-Computer Interface | 2014 | - | Disabled: High mobility Impairments | - | EEG + OpenViBE | - | LDA + Inverse Reinforcement Learning | Common Spatial pattern | MI (hands) | - |  | - | N.A. | Mu and beta bands were introduced to a Common Spatial Pattern and discriminated through a one-versus-all linear discriminant analysis (LDA) classifier. Then an Inverse Reinforcement Learning (IRL) was programmed to use previously recognised commands and labelled movement sequences to improve classification accuracy. The IRL algorithm presented hasn’t converged and movements cannot be performed correctly. Future developments of the study may be helpful to our main goal, but not in the current state.
JACO and BCI | 6 | Kim, et al. | Vision-aided brain–machine interface training system for robotic arm control and clinical application on two patients with cervical spinal cord injury | 2019 | 31 and 47 | Disabled: SCI - Upper limb disability | 2 | EEG & Computer Vision + MatLab | Neuroscan (Synamps 2) Kinect | Artificial Potentials | Raw hand velocities predicted from EEG | MI | Robot JACO moving in trajectory |  | ACC | 57.37% | Proposed a Brain-Machine Interface (BMI) training system to control a robot arm using shared control, blending brain signals and target location using artificial potentials to plan motion. The system automatically detectes targets through computational vision and predicts the best trajectory using both currently predicted velocity from neural signals and object location. Real human hand trajectories data collected by an accelerometer are used to improve trajectory prediction. Five sessions using virtual reality and MI are used firstly to accustom users. Other five sessions follow, using the BMI system. fMRI was measured before the 6th training session and after the 10th training session (see Fig. 12a and b). A more concentrated brain activity can be noticed after training.
JACO and BCI | 7 | Zhang et al. | An Intention-Driven Semi-autonomous Intelligent Robotic System for Drinking | 2017 | 19 to 21 | Healthy | 8 | EEG @250Hz & Computer Vision | NuAmps Kinect | -SA-BLDA (self-adaptative LDA) -CNN (vision) | - | P300 | Robot JACO pre-programmed actions |  | ACC | 97.5% | In this paper the authors propose a BMI with computational vision based on P300 recognition, classified by a self-adaptative LDA. To identify the P300 signal, a display showing four action buttons (‘cup1’, ‘cup2’, ‘cup3’, ‘back’) is presented to the user while wearing an EEG cap. Each button has a flashing regime and user staring at the desired button action elicits the needed neural signal to classify intention. Once classified, a preprogrammed command activates JACO robot to perform the action. The trajectory considers cups and mouth location. Two Kinect collect the images (one pointed towards the table and other towards the user) and elements (cups and mouth) are identified through Convolutional Neural Networks (CNN).
Tom Chau | 8 | Schudlo and Chau | Development and testing an online near-infrared spectroscopy brain–computer interface tailored to an individual with severe congenital motor impairments | 2018b | 26 | Disabled: Idiopathic Muscular Weakness | 1 | NIRS @10Hz NIR Lights: 695nm and 830 nm Movement: Gyro & Accel @100Hz | Hitachi Medical Co.: ETG-4000 Optical Topography System | LDA (20 runs of six-fold cross-validation) | Sequential Forward Floating Search with Fisher criterion (plus filtering: see comments section) | Verbal Fluency Task (VFT) | Option Selection (screen) |  | ACC SPE SNS | 66.6 ± 9.11% (offline) 63.33% (online) | Selection of answeres through Verbal Fluency Task (VFT) [continuously thinking about words relatad to the wanted selection]. First three sessions were offline (for classifier training) and fourth and fifth session were online. Table of usable data: may be needed in our study! Oxygenated, deoxygenated and total haemoglobin concentration signals ([HbO], [Hb] and [tHb], respectively) Upper pass- band cutoff frequency of 0.1 Hz and lower stop-band cutoff frequency of 0.5Hz (This filter suppressed physiological noise stemming from cardiac, respiratory and arterial blood pressure!). Residual 3s after "acquisition time" contain information due to blood delay. Claimed to be a usefull method for people across a wide range of ages. It is suggested that participants with disabilities may take 20 sessions to become proeficient using BCI.
Tom Chau | 9 | Yousefi, Sereshkeh and Chau | Online detection of error-related potentials in multi-class cognitive task-based BCIs | 2019 | 29 ± 3 | Healthy | 10 | EEG @ 1000Hz | actiCAP Xpress Twist | rLDA (regularization param optimized over range [0, 1] in 0.1 inc) (LOOCV) | Offline FIR filter ICA→remove artifacts ADJUST→remove artif PSD→extract features [see sec. 2.5.1 & figures 2 and 3 for details] | Non-MI activities (1-Mental arith 2-Bkw counting 3-Words gen 4-Fig rotation) | Option Selection (screen) |  | ACC ITR (information transfer rate→formula 1) | 74% (offline) Online 60% n.correted 67% corrected ACC 2.7 bits/min n.corr 3.59 bits/min ITR | "A ternary BCI based on non-MI active tasks, which is capable of correcting its mistakes by detecting Error Potentials" ErrPs is generated by actual BCI feedback → "In 20% of the trials, the feedback was configured to randomly display the wrong task (different from that which the participant performed)." Using dry electrodes rather then gel. Said to have a lower signal-to-noise ratio, but need less set-up time. The ternary system consisted in selecting the right option among idle, chosen task 1 or chosen task 2. Selection was made performing the designed task. Calssifier was retrained after every block (15 trials). Details on ErrPs implementation strategies - Section 4.1
Tom Chau | 10 | Zahra Emami and Tom Chau | Investigating the effects of visual distractors on the performance of a motor imagery brain-computer interface | 2018 | 24 ± 3 | Healthy | 16 | EEG @ | Brain Products GmbH | [7 empty] | BCI will be used in real world situations, where distractins are going to be present.
Dataset | 11 | Cho, Hohyun et al. | EEG datasets for motor imagery brain–computer interface | 2017 | 24.8 ± 3.86 | Healthy | 52 | EEG @ 512Hz & EMG + BCI2000 | Biosemi ActiveTwo | LDA | Check 4 bad trials + Correlation EMG + ERS/ERD + CSP | MI (hands) + Hand Movement | Feedback |  | ACC | 67.46 ± 13.17%
User | 12 | Kim, Dae-Jin et al. | How Autonomy Impacts Performance and Satisfaction: Results From a Study With Spinal Cord Injured Subjects Using an Assistive Robot | 2012 | Assessed level of Satisfaction of BCI Users @ Summaries file Don't you mean SCI, not BCI?
User | 13 | Jane E. Huggins Patricia A. Wren Kirsten L. Gruis | What would brain-computer interface users want? Opinions and priorities of potential users with amyotrophic lateral sclerosis | 2011 | Assessed BCI home-use priorities for people with ASL @ Summaries file
Comm & Rehab BCI | 14 | Ioulietta Lazarou et al. | EEG-Based Brain–Computer Interfaces for Communication and Rehabilitation of People with Motor Impairment: A Novel Approach of the 21st Century | 2018 | Review on BCI for rehabilitation and communication purposes @ Summaries file
User | 15 | Jonathan R. Wolpaw et al. | Independent home use of a brain-computer interface by people with amyotrophic lateral sclerosis | 2018 | Assessed BCI priorities for BCI home-users @ Summaries file
Hybrid | 16 | Choi et al. | An EOG/EEG-Based Hybrid Brain-Computer Interface for Chess (Conference) | 2018 | 21 to 24 | Healthy | 5 | EEG & EOG | Brain Products’ actiCHamp actiCAP | LDA - EOG CCA - SSVEP xDAWN + LDA - P300 | Band-pass filters | SSVEP + EOG & P300 + EOG | Chess Game (select piece, select direction,select location) |  | ACC | 85.8%/96.3% : SSVEP/EOG 67.8%/95.2% : P300/EOG | Training - 10 trials SSVEP, 10 trials EOG, 80 trials P300 EOG was used to run through options and EEG was used to confirm selection (confirmation: flickering box (SSVEP) or randomly appearing box (P300) at the corner of the screen). If within 30 seconds no selection was made, it was counted as an error. Using SSVEP, 3/5 users could move all of the 5 pieces. Using P300, none of them could move them all. They hypothesise the EOG+P300 wasn't as good because signals that affect EOG may affect the P300 as well, confounding the system.
Hybrid | 17 | Saravanakumar D Ramasubba Reddy M | A Visual Keyboard System using Hybrid Dual Frequency SSVEP Based Brain Computer Interface with VOG Integration (Conference) | 2018 | 21 to 31 | Healthy | 10 | EEG @ 250Hz | BioDaq v01 | Extended Multivariate synchronization index | - | SSVEP (Dual Frequency) + VOG | Visual Keyboard |  | ACC ITR | 94.987% 82.78 (online) | VOG signal was used to establish at which part of the screen the user is looking at. This prevented misclassfication. They colected 10 sessions (18 chacarcters/session) for the training set
Hybrid | 18 | Zuo et al. | Novel hybrid brain–computer interface system based on motor imagery and P300 | 2019 | 22 to 28 | Healthy | 18 | EEG @ 256Hz | g.HIMP amplifier | BLDA (Bayesian LDA) | P300: Amp variations & Phase Locking Value (PLV). Downsample from 512Hz to 36.6Hz (every 7th sample) MI: CSP & phase coupling measure-based. Sparse filter band CSP (to select filters) & Fisher’s linear discriminant criteria (to select the 10 electrodes that contributed the most) | MI + P300 | Chinese symbol selection |  | ACC | 97.29 ± 3.65% (offline) 93.94 ± 5.19% (online) | "Approximately 20% of BCI users are unable to obtain sufficient accuracy for control using MI (Guger et al. 2003)" P300 signal is used to help system give feedback during initial MI training stage. Training dataset can be reduced if both signals are combined. During tasks, subjects were asked to imagine a chinese character while focusing on the flashing of the chinese strokes, eliciting P300 waves and ERD/ERS potentials at the same time. There were three offline sessions and one online session (each session had 40 trials) They fused the classifications considering the predictive mean MI classification: if bigger than the threshold, MI was decisive; if lower than threshold, P300 was decisive. Those two cited conditions are considered reliable data; other conditions are considered unreliable. There were used other three metrics to evaluate the error rate when using reliable and unreliable data. Error classification rate droped when using reliable data. They also found that merging the two methods decreases the training dataset size needed to achieve higher ACC (>90%) compared to the methods alone.
Hybrid | 19 | Zina Li Shuqing Zhang Jiahui Pan | Advances in Hybrid Brain-Computer Interfaces: Principles, Design, and Applications | 2019 | Review on hBCI @ Summaries file
Hybrid | 20 | Huang et al. | An EEG-/EOG-Based Hybrid Brain-Computer Interface: Application on Controlling an Integrated Wheelchair Robotic Arm System | 2019 | 22 to 37 | Healthy | 22 for training 5 for testing | EEG @ 250Hz EOG | SynAmps2, Neuroscan Compumeidcs | SVM | CSP | MI + EOG (eyebrows move., blink, etc.) | Wheelchair & Robotic Arm (grasp a bottle of water ovrer the table) |  | MI: ACC EOG: AAC FRP (false positive rate) Selection delay RT | 88±8.9% : MI (online) 96.2±1.3% : EOG (online) | Wheelchair direction (right;left) is controlled through MI. If MI overcomes certain threshold, the wheelchair starts to turn at 18 deg per sec. Selection options blink around the panel. The user selects an option through a blink. To overcome unintended blinking, they did a verification system where blinking selects the optiona and, if correct, the user needs to validate decision with an eye-brow raise. The training had nine sessions/particiapnt. Among training sessions they had an online trial with visual feedback to maintan perfomrance. After training sessions, five participants with higher accuracy were selected for the online sessions, with a waterbottle task (wheelchair + robotic arm)
Hybrid | 21 | Müller-Putz et al. | Towards Noninvasive Hybrid Brain–Computer Interfaces: Framework, Practice, Clinical Application, and Beyond | 2015 | [12 empty] | Testing and studies in BCI have been "mainly in healthy young subjects"
Hybrid | 22 | Carmona, Luciano et al. | Multisensory stimulation and EEG recording below the hair-line: a new paradigm on brain computer interfaces | 2020 | 29 ± 5 | - | 15 | EEG @ 256Hz | NI-DAQPad 6015 | CCA (2s long window moved @ 0.5s step) | Filtering only | SSVEP SSAEP | - |  | ACC Question about annoyance (0 to 10) | 100% highest close to 70 and 80% highest average in between (both offline) | Claim to use electrodes on "non-hair" positions (Tp9 and Tp10) and accuracy and Signal-noise ratio are similar with the occipital region electrode (Oz). In this experiment they use a multisensory stimulation to produce higher amplidutede steady-state evoked potential resposnes (higher signal to noise ratio). Visual and Auditory SSEP was implemented at the frequencies of 37, 38, 39 and 40Hz. Freq. were chosen because auditory responses are stronger near 40Hz & SSVEP amplitude is higher near 40Hz. The phase offset between stimuli was also tested, with 0º, 90º, 180º and 270º. The SSVEP was produced by a green LED. Each participant did three sessins with 24 trials (4 audit, 4 visu, 4 multi * 4 phases = 4 + 4 + 4*4)
Hybrid | 23 | Thurlings et al. | Gaze-independent ERP-BCIs: augmenting performance through location-congruent bimodal stimuli | 2014 | 22 to 26 | Healthy | 10 | EEG @ 256Hz + BCI2000 | g.Tec GmbH | SWLDA (Stepwise LDA) | Hardware filter | Tactile P300 Visual P300 (Actuation pair: vibrator and LED attached to the r- & l-finger, single pulse) | Feedback |  | ACC | 85%~ Bimodal | This experiment had three questions: (1) is bimodal more accurate than unimodal? (2) what is the effect of location-congruent and -incongruent stimuli? and (3) does attending to visual or tactile or both affects the ERP Area under the curve and accuracy? To prevent participants from hearing the vibrator noise, pink noise was played during all trials. Testing conditions: Tactile, Visual, Bimodal congruent and Bimodal incongruent (in the congruent, visual and tactile are elicited on the same finger, and in incongruent on different fingers) The classifier was tested with different training sets, where conditions overlaped, partially overlaped or did not overlapp at all. The biggest accuracy was seen using bimodal, location-congruent stimuli
Tom Chau | 24 | Schudlo and Chau | Development of a Ternary Near-Infrared Spectroscopy Brain-Computer Interface: Online Classification of Verbal Fluency Task, Stroop Task and Rest | 2018a
Hybrid Tom Chau | 25 | Yin et al. | A Hybrid Brain–Computer Interface Based on the Fusion of P300 and SSVEP Scores | 2015a | 18 to 35 | Healthy | 13 | EEG @ 250Hz + BCI2000 | BrainAmp DC amplifier - Brain Prodcuts GmbH | SWLDA - P300 CCA - SSVEP Fusion> Maximum-prob estimation | Filters Data split into P300 and SSVEP channels | P300 SSVEP | Speller (4-D Paradigm) |  | ACC ITR | 95,18% 50,14 | Participants received a gift-card at $25 each 2h session. Eight channels used for P300 detection (Fz , Cz, Pz, P3, P4, Oz, PO7, and PO8) Nine channels used for SSVEP detection (Pz, P3, P4, Oz, O1, O2, POz, PO7, and PO8) They also evaluated other fusion methods using LDA, NBC, Linear SVM and Gaussian SVM They also tested a different Speller Paradigm (Doble Row Column) Hybrid system needs training offline before the online session
Hybrid Tom Chau | 26 | Yin et al. | An Auditory-Tactile Visual Saccade-Independent P300 Brain–Computer Interface | 2015b | 24,08 | Healthy | 12 | EEG @ 250Hz + BCI 2000 (BCPy2000) | BrainAmp DC amplifier - Brain Prodcuts GmbH | BLDA | 60Hz notch filter 0,1-45Hz band-pass | Tactile P300 Auditory P300 | Selection (auditory feedback) |  | ACC ITR | 88,67% 10,77 | Four-selection system. Auditory had four speakers layed out in a circular shape around the participant. Tactile had four pairs of motors around participant's waist. OFF = 15% duty-cycle, ON = 100% duty-cyle "Offline training was used to select the eight best channels for the P300 classifier, and to determine the optimal number of trials for each target selection" (see Fig. 1 & Fig. 7) >> (more details go to section 2.3.2) Results are from online tests, but offline analyses were also performed
Hybrid | 27 | Pan et al. | Detecting awareness in patients with disorders of consciousness using a hybrid brain–computer interface | 2014 | 16 to 70 | Disabled | 8 | EEG |  | SVM (P300) Power ratios (SSVEP) |  | P300 + SSVEP | Photo selection |  | ACC | 60,52 (for ppl w/ disabilities)
15
8
[7 empty] | 13 | 10.6667 | 4.3589
10
18
5
12
5
10

## Sheet6
76 | 72 | 68 | 72,00 | 72,01 | 60,52
64 | 50 |  | 57,00
48 | 55 |  | 51,50
52 | 52 |  | 52,00
72 | 70 | 66 | 69,33
68 | 52 |  | 60,00
46 | 48 |  | 47,00
78 | 72 | 76 | 75,33
84 | 82 | 94 | 86,67 |  | 95,00
100 | 100 | 100 | 100,00
94 | 100 | 96 | 96,67
96 | 96 | 98 | 96,67
73,17 | 70,75 | 85,43
76,45
75

## 2020 - Denniss - Games + p300
Children and BCI | Authors | Title | Year | Pop. Age | Pop. Cond | Pop. Size | Acquisition Type | Acquisition Brand, channels? sampling frequency, | Classifier/ Algotithm | Pre- Processing/ Decomposition | Paradigm/Protocol | Actuation - Activty | Ev. Meth | Results | Comments
BCI and games | Alexander Kaplan, Sergie Shishkin, Ilay Ganin, Ivan Basyul, Alexander Zherian | Adapting the P300-Based Brain–Computer Interface for Gaming: A Review | 2013 | Younger population, from 20 years old | Healthy | 8 (4 males, 4 females) | EEG (Epoc Emotiv+) | Pz, Cz, Fz, (25 Hz) | LDA, SVM | Band pass filters | p300 | Play different games with changes in the interface in each game. Different games were proposed, in each of them the color of the stimulus, the frequency of the stimulus, the position and the size of the stimulus were changed, | Accuracy deppends of the visual stimuli | it was observed that when the stimulus is involved in the game character, the precision is higher, as well as using bright colors for stimulation, thus obtaining an accuracy of 85%. 8 participants, 6 of them desmostrated >85%., with mean training time of 10 min | I want to try this. I did but it didn't work.
Children and BCI | Mel Slater, Michitaka Hirose | Games and Brain computer interfaces | 2011 | 9 to 15 | Disabled: Intractable Epilepsy | 6 | ECoG (implanted) + BCI2000 | Power in freq. (bin of 2Hz) | - | ICA | Exectuion + MI (hands, tongue, rest) | Game testing | Accuracy | 70 to 99%. 5 participants acheived >80%. Band frq. for contro ß(15-40Hz), ð(60-130Hz). Mean performance was 81% ACC, with mean training time of 11,6 min.
BCI and games | Fabien Lotte, Junya Fijusawa, Hideaki Touyama, Rikalto | Towards ambulatory brain-computer interfaces: a pilot study with P300 signals | 2009 | 27.4±5.46 | Healthy, all males | 5 | Polymate AP216 (TEAC CORPORATION, Japan). | 15 EEG samples per channel (600 ms of data sampled at 25 Hz). | Linear Discriminant Analysis (LDA) | Sequential Forward Float- ing Search (SFFS) feature selection algorithm. | p300 | A session was composed of 150 trials (i.e., 150 auditory stimuli), among which 120 trials corresponded to non-target stimuli and 30 to target stimuli. The sessions were arranged in the following order: sitting condition, standing condition, walk- ing condition, sitting condition, etc. This cycle repeated until all sessions were completed. | Accuracy, sitting, standing, walking. | Sitting:67%, Standing: 70%, Walking:63% | Analysis of the recorded signals suggested that despite the noise generated by the user’s motion, it was still possible to detect the P300 in the signals in each of the three conditions. | https://www.frontiersin.org/articles/10.3389/fnbeh.2015.00193/full
Virtual Reality , BCI, and games. | Anatole Lecuyer, Fabien Lotte, Rochard Reily, Robert Leeb | Brain-Computer Interfaces, Virtual Reality, and Videogames | 2008 | 26±6 | Healthy people and with cerebral palsy, and spinal cord injury. | 4 | NVIDIA +BCI | Frequency 20 samples per channel | SWLDA (Stepwise linear discriminant analysis) | ICA | VR+p300 | The sessions were performed with virtual reality and visual stimuli with p300, trying to measure the precision of the technology. Each person played the game and the number of false positives and false negatives was measured when implementing p300 + vr | Accuracy | 89% |  | https://www.researchgate.net/profile/Sergei_Shishkin2/publication/267691232_A_P300_BCI_with_Stimuli_Presented_on_Moving_Objects/links/5467b70f0cf2f5eb18036dd2/A-P300-BCI-with-Stimuli-Presented-on-Moving-Objects.pdf
BCI and games | Yanling Liu, Zhaojun Teng, Haiying Lan, Xin Zhang, Dezhong Yao. | Short-term effects of prosocial video games on aggression: an event-related potential study | 2015 | 18 and 24 | Healthy students from the Southwest University of China | 55 students (27 female and 28 male) | They was using unipolar leads on a 64-lead connection system developed by Brain Products GmbH, and ECoG | Frequency 30 samples per channel | P300 amplitude range of 300–800 ms | band pass of 0.01–30 Hz and a corrected baseline of −200 ms | p300 | 49 subjects played either a prosocial or a neutral video game for 20 min, then participated in an event-related potential (ERP) experiment based on an oddball paradigm and designed to test electrophysiological responses to prosocial and violent words. Finally, subjects completed a competitive reaction time task (CRTT) which based on Taylor's Aggression Paradigm and contains reaction time and noise intensity chosen as a measure of aggressive behavior. The results show that the prosocial video game group (compared to the neutral video game group) displayed smaller P300 amplitudes, were more accurate in distinguishing violent words, and were less aggressive as evaluated by the CRTT of noise intensity chosen. | decision-making precision within a game | 75% |  | https://www.sciencedirect.com/science/article/pii/S0022103105000983
| Ilya Ganin, Alexander Kaplan, Sergei Shiskan | A P300 BCI with Stimuli Presented on Moving Objects | 2014 | >18 | Healthy volunteers | 12 | ECoG + Open BCI | 10 eeg samples per 10 min | Classifier weights were obtained with Fisher Linear Discriminant Analysis | bandpass filtered in the range 1-10 Hz and decimated down to 20 Hz | p300 | The results obtained in this preliminary study are already encouraging for the application of the P300 BCI to games for healthy players, who can easily pursue the moving targets by gaze. In heavily paralyzed persons, gaze control is often impaired, and additional studies are needed to determine if it is possible to operate the P300 BCI with moving positions of stimuli without pursuing the stimuli by gaze | This study demonstrated that the P300 BCI can operate efficiently when stimuli are presented on moving positions. | Accuracy was 65% |  | https://www.researchgate.net/publication/232619431_Brain-Computer_Interfaces_Virtual_Reality_and_Videogames
Virtual Reality , BCI, and games. | Anatole Locuyer, Fabien Lotte, Richard Relly | Brain-Computer Interfaces, Virtual Reality, and Videogames | 2008 | all | Cerebral palsy | 6 | Open BCI + Eye tracker | 25 Hz | SDA | bandpass filtered in the range 17 and decimated down to 20 Hz | p300 | The person had to play the game three times to observe the level of precision of the game with virtual reality and p300 | Accuracy | Real time control accuracy was 89% | Meanwhile, virtul reality technologies provide motivating, safe and controlled cntitions that enable improvement of bci learning as well as the investigation of the brain responses and neural processes | ncbi.nlm.nih.gov/pubmed/19635654
bci +games | Finke A, Lenhardt A, Ritter H. | The MindGame: a P300-based brain-computer interface game. | 2009 | children | Healthy | 10 | Unicorn | 25 Hz | A linear feature selection and classification scheme is applied to identify P300 events and calculate gradual feedback features from a scalp electrode array. | ICA | P300 event-related potential | 10 electrodes were applied to the scalp according to the international 10–20 system at the locations Fz, Cz, Pz, Oz, C3, C4, P3, P4, PO7 and PO8 and referenced to both ear lobes. The data was sampled at 256 Hz using the EEG amplifier Mindset24 by Nolan Computer Systems LLC. The subjects completed the training session and the MindGame session consecutively in one experimental block. The MindGame session consisted of 4 rounds of the game, each round having a variable length, i.e. a variable number of subtrials, depending on the subject’s performance. | Accuracy | they achieve classification rates of 0.65 on single-trials during the online operation of the system while providing gradual feedback to the player. |  | https://www.ncbi.nlm.nih.gov/pubmed/17445904
bci | Hoffmann U, Vesin JM, Ebrahimi T, Diserens K. | An efficient P300-based brain-computer interface for disabled subjects. | 2007 | 56,51,47,33,43 | Cerebral palsy, multiple sclerosis, late-stage amyotrhophic lateral sclerosir, traumatic brain anda spinal cord injury, post anoxic encephalophath | 5 | For P300-based BCI systems different electrode configurations have been described in the literature. Good results have been reported using only three or four midline electrodes (Fz, Cz, Pz, Oz). | The bitrates obtained for the disabled subjects range between 10 and 25bits/min. | They used Bayesian Linear Discriminant Analysis (BLDA) was used to lear. To compare the performance of BLDA with a standard algorithm, in a second set of experiments classifiers were computed with Fisher’s Linear Discriminant Analysis (FLDA). Both algorithms were fully automatic, i.e. no user intervention was required to adjust hyperparameters, and the computation of classifiers took less than 1 min on a standard PC. | PCA |  | The effect of different electrode configurations and machine learning algorithms on classification accuracy is tested | Accuracy | The system is based on the P300 evoked potential and is tested with five severely disabled and four able-bodied subjects. For four of the disabled subjects classification accuracies of 100% are obtained. |  | https://www.sciencedirect.com/science/article/pii/S0304394009008192
bci | Christop Guger, Shahab Daban, Eric Sellers | How many people are able to control a P300-based brain–computer interface (BCI)? | 2009 | adults | people disabled by amyotrophic lateral sclerosis (ALS) | 100 | The EEG was adquired using g.USB amp (24 Bit biosignal amplification unit g.tec) | 30 Hz | sda | ica | p300 | EEG data were acquired while the subject looked at a 36-character matrix to spell the word WATER | comparison between studies of MI and bci (Accuracy). | 72.8% (N = 81) of the subjects were able to spell with 100% accuracy in the RC paradigm and 55.3% (N = 38) of the subjects spelled with 100% accuracy in the SC paradigm. Less than 3% of the subjects did not spell any character correctly. |  | --
vr+bci | Gregoire Cattan, Cesar Mendoza, Anton Andreev, Marco Congedo | Recommendations for Integrating a P300-Based Brain Computer Interface in Virtual Reality Environments for Gaming | 2018 | all | healthy and with disabilities | 5 | bci(HTC vive) + vr( Samsung Gear head-mounted devide (HMD)) | Not specified because is a paper with only recomendations | Not specified because is a paper with only recomendations | Not specified | p300 | The goal of this paper is to review current limitations and to provide application creators with design recommendations in order to overcome them. We also overview current VR and BCI commercial products in relation to the design of video games. An essential recommendation is to use the BCI only for non-complex and non-critical tasks in the game. Also, the BCI should be used to control actions that are naturally integrated into the virtual world. Finally, adventure and simulation games, especially if cooperative (multi-user) appear the best candidates for designing an effective VR game enriched by BCI technology. |  | In general, BCI integrates easier with turn-based games that require high levels of concentration and logical thinking (for example: strategy, artificial life, simulation, puzzle and society games). Among these games, simulation and adventures games appear the best choice for VR. However, P300-based BCI technology may be used in other types of games to control a specific action in the game and for increasing the level of excitement (like for sport or an RPG game).
,
,
,